{"text_format":"5","workbook":"xls","n_sheets":1,"sheets":["Sheet1"],"props":{"creator":"ML","last_modified_by":"ML"},"read":"whole","date_system":"1900","formulas":"cached_only"}

{"sheet":"Sheet1","index":0,"n_rows":4461,"n_cols":18,"rows_kept":4461,"flags":["formulas_cached_only"]}
[{"$nulls":4},"Názov","Doplnok názvu",{"$nulls":10},"ÚZP2","Jednotka ÚZP2"]
["č.r.","Podskupina","ZFT","Kód",null,null,"Výrobca","Štát","MJD","DPH","AKC","ÚZP","DOP","DOP%","Limit spoluúčasti","SÚ","Preskripčné obmedzenie","číselný znak KN"]
[1,{"$nulls":3},"A1 Obväz hydrofilný"]
[2,{"$nulls":3},"A1.1 Obväz hydrofilný, sterilný"]
[3,{"$nulls":3},"A1.1.1 Obväz hydrofilný, sterilný 8-12cm",{"$nulls":11},0.07,"1cm2"]
[4,"A1.1.1","Z","A21866","obväz hydrofilný sterilný","12cm x 5 m, á 10 ks","HAR","DE","bal",{"v":0.1,"d":"10.00%"},{"v":4.2,"d":"4.20"},{"v":4.2,"d":"4.20"},{"v":0,"d":"0.00"},{"v":0,"d":"0.0000%"},{"v":0,"d":"0.00"},"I",null,30]
[5,"A1.1.1",null,"A21865","obväz hydrofilný sterilný","10cm x 5 m, á 10 ks","HAR","DE","bal",{"v":0.1,"d":"10.00%"},3.67,{"v":3.5,"d":"3.50"},0.17,{"v":0.046322,"d":"4.6322%"},{"v":0,"d":"0.00"},"S",null,30]
[6,"A1.1.1",null,"A21864","obväz hydrofilný sterilný","8 cm x 5 m, á 10 ks","HAR","CZ","bal",{"v":0.1,"d":"10.00%"},3.27,{"v":2.8,"d":"2.80"},0.47,{"v":0.143731,"d":"14.3731%"},{"v":0,"d":"0.00"},"S",null,30]
[7,{"$nulls":3},"A1.1.2 Obväz hydrofilný, sterilný do 6 cm",{"$nulls":11},0.096,"1m2"]
[8,"A1.1.2","Z","A21863","obväz hydrofilný sterilný","6 cm x 5 m, á 10 ks","HAR","CZ","bal",{"v":0.1,"d":"10.00%"},2.86,2.86,{"v":0,"d":"0.00"},{"v":0,"d":"0.0000%"},{"v":0,"d":"0.00"},"I",null,30]
[9,{"$nulls":3},"A1.2 Obväz hydrofilný, nesterilný"]
[10,{"$nulls":3},"A1.2.1 Obväz hydrofilný, nesterilný  10 - 12 cm vrátane",{"$nulls":11},0.0448,"1 cm2"]
[11,"A1.2.1","Z","A23309","hydrofilný, nesterilný, pletený z bavlny","12cmx5 m, á 10 ks","VLT","CZ","bal",{"v":0.1,"d":"10.00%"},2.69,2.69,{"v":0,"d":"0.00"},{"v":0,"d":"0.0000%"},{"v":0,"d":"0.00"},"I",null,30]
[12,"A1.2.1",null,"A21873","hydrofilný nesterilný","12cmx10 m, á 10 ks","HAR","DE","bal",{"v":0.1,"d":"10.00%"},5.49,5.38,0.11,{"v":0.020036,"d":"2.0036%"},{"v":0,"d":"0.00"},"S",null,30]
[13,"A1.2.1",null,"A60794","hydrofilný nesterilný","10cmx5m, á 10 ks","PHA","SK","bal",{"v":0.1,"d":"10.00%"},2.56,2.24,0.32,{"v":0.125,"d":"12.5000%"},{"v":0,"d":"0.00"},"S",null,30]
[14,"A1.2.1",null,"A23307","hydrofilný, nesterilný, pletený z bavlny","10cmx5 m, á 10 ks","VLT","CZ","bal",{"v":0.1,"d":"10.00%"},2.69,2.24,0.45,{"v":0.167286,"d":"16.7286%"},{"v":0,"d":"0.00"},"S",null,30]
[15,"A1.2.1",null,"A21870","hydrofilný nesterilný","12cmx5 m, á 10 ks","HAR","DE","bal",{"v":0.1,"d":"10.00%"},3.25,2.69,0.56,{"v":0.172308,"d":"17.2308%"},{"v":0,"d":"0.00"},"S",null,30]
[16,"A1.2.1",null,"A21869","hydrofilný nesterilný","10cmx5 m, á 10 ks","HAR","DE","bal",{"v":0.1,"d":"10.00%"},2.82,2.24,0.58,{"v":0.205674,"d":"20.5674%"},{"v":0,"d":"0.00"},"S",null,30]
[17,"A1.2.1",null,"A21499","Obväz fixačný Gekalast®","10cmx4m, á 10 ks","LRI","DE","bal",{"v":0.1,"d":"10.00%"},2.51,1.79,0.72,{"v":0.286853,"d":"28.6853%"},{"v":0,"d":"0.00"},"S",null,30]
[18,"A1.2.1",null,"A21500","Obväz fixačný Gekalast®","12cmx4m, á 10 ks","LRI","DE","bal",{"v":0.1,"d":"10.00%"},3.05,2.15,{"v":0.9,"d":"0.90"},{"v":0.295082,"d":"29.5082%"},{"v":0,"d":"0.00"},"S",null,30]
[19,"A1.2.1",null,"A21924","Obväz elastický fixačný Peha-fix","12cmx4 m, á 10 ks","HAR","CZ","bal",{"v":0.1,"d":"10.00%"},3.33,2.15,1.18,{"v":0.354354,"d":"35.4354%"},{"v":0,"d":"0.00"},"S",null,30]
[20,"A1.2.1",null,"A21923","Obväz elastický fixačný Peha-fix","10cmx4m, á 10 ks","HAR","CZ","bal",{"v":0.1,"d":"10.00%"},2.94,1.79,1.15,{"v":0.391156,"d":"39.1156%"},{"v":0,"d":"0.00"},"S",null,30]
[21,{"$nulls":3},"A1.2.2 Obväz hydrofilný, nesterilný  14 cm a viac",{"$nulls":11},0.0135,"1 cm2"]
[22,"A1.2.2","Z","A23318","hydrofilný, nesterilný, pletený z bavlny","20cmx10 m, á 10 ks","VLT","CZ","bal",{"v":0.1,"d":"10.00%"},2.69,2.69,{"v":0,"d":"0.00"},{"v":0,"d":"0.0000%"},{"v":0,"d":"0.00"},"I",null,30]
[23,"A1.2.2",null,"A21871","hydrofilný nesterilný","14cmx5 m, á 10 ks","HAR","DE","bal",{"v":0.1,"d":"10.00%"},3.59,1.89,{"v":1.7,"d":"1.70"},{"v":0.473538,"d":"47.3538%"},{"v":0,"d":"0.00"},"S",null,30]
[24,"A1.2.2",null,"A21876","hydrofilný nesterilný","20cmx10 m, á 10 ks","HAR","DE","bal",{"v":0.1,"d":"10.00%"},8.86,{"v":2.7,"d":"2.70"},6.16,{"v":0.69526,"d":"69.5260%"},{"v":0,"d":"0.00"},"S",null,30]
[25,"A1.2.2",null,"A21874","hydrofilný nesterilný","14cmx10 m, á 10 ks","HAR","DE","bal",{"v":0.1,"d":"10.00%"},6.45,1.89,4.56,{"v":0.706977,"d":"70.6977%"},{"v":0,"d":"0.00"},"S",null,30]
[26,"A1.2.2",null,"A21875","hydrofilný nesterilný","16cmx10 m, á 10 ks","HAR","DE","bal",{"v":0.1,"d":"10.00%"},7.63,2.16,5.47,{"v":0.7169070000000001,"d":"71.6907%"},{"v":0,"d":"0.00"},"S",null,30]
[27,{"$nulls":3},"A1.2.3 Obväz hydrofilný, nesterilný  6 - 9,9 cm",{"$nulls":11},0.051,"1 cm2"]
[28,"A1.2.3","Z","A21872","hydrofilný nesterilný","8cmx10 m, á 10 ks","HAR","DE","bal",{"v":0.1,"d":"10.00%"},4.08,4.08,{"v":0,"d":"0.00"},{"v":0,"d":"0.0000%"},{"v":0,"d":"0.00"},"I",null,30]
[29,"A1.2.3",null,"A21868","hydrofilný nesterilný","8cmx5 m , á 10 ks","HAR","CZ","bal",{"v":0.1,"d":"10.00%"},2.05,2.04,0.01,{"v":0.004878,"d":"0.4878%"},{"v":0,"d":"0.00"},"S",null,30]
[30,"A1.2.3",null,"A60793","hydrofilný nesterilný","8cmx5 m, á 10 ks","PHA","SK","bal",{"v":0.1,"d":"10.00%"},{"v":2.1,"d":"2.10"},2.04,0.06,{"v":0.028571,"d":"2.8571%"},{"v":0,"d":"0.00"},"S",null,30]
[31,"A1.2.3",null,"A21498","Obväz fixačný Gekalast®","8cmx4m, á 10 ks","LRI","DE","bal",{"v":0.1,"d":"10.00%"},2.06,1.63,0.43,{"v":0.20873799999999998,"d":"20.8738%"},{"v":0,"d":"0.00"},"S",null,30]
[32,"A1.2.3",null,"A23305","hydrofilný, nesterilný, pletený z bavlny","8cmx5 m, á 10 ks","VLT","CZ","bal",{"v":0.1,"d":"10.00%"},2.69,2.04,0.65,{"v":0.241636,"d":"24.1636%"},{"v":0,"d":"0.00"},"S",null,30]
[33,"A1.2.3",null,"A21922","Obväz elastický fixačný Peha-fix","8cmx4 m, á 10 ks","HAR","CZ","bal",{"v":0.1,"d":"10.00%"},2.75,1.63,1.12,{"v":0.407273,"d":"40.7273%"},{"v":0,"d":"0.00"},"S",null,30]
[34,{"$nulls":3},"A1.2.4 Obväz hydrofilný, nesterilný šírka do 6cm",{"$nulls":11},0.056,"1 cm2"]
[35,"A1.2.4","Z","A21867","Ovínadlo hydrofilné pletené škrobené nesterilné","6cmx5 m , á 10 ks","HAR","CZ","bal",{"v":0.1,"d":"10.00%"},1.68,1.68,{"v":0,"d":"0.00"},{"v":0,"d":"0.0000%"},{"v":0,"d":"0.00"},"I",null,30]
[36,"A1.2.4",null,"A60792","hydrofilný nesterilný","6cmx5 m, á 10 ks","PHA","SK","bal",{"v":0.1,"d":"10.00%"},1.72,1.68,0.04,{"v":0.023256000000000002,"d":"2.3256%"},{"v":0,"d":"0.00"},"S",null,30]
[37,"A1.2.4",null,"A21497","Obväz fixačný Gekalast®","6cmx4m, á 10 ks","LRI","DE","bal",{"v":0.1,"d":"10.00%"},1.78,1.34,0.44,{"v":0.24719100000000002,"d":"24.7191%"},{"v":0,"d":"0.00"},"S",null,30]
[38,"A1.2.4",null,"A23303","hydrofilný, nesterilný,pletený","6cmx5 m, á 10 ks","VLT","CZ","bal",{"v":0.1,"d":"10.00%"},2.69,1.68,1.01,{"v":0.375465,"d":"37.5465%"},{"v":0,"d":"0.00"},"S",null,30]
[39,"A1.2.4",null,"A21921","Obväz elastický fixačný Peha-fix","6cmx4 m, á 10 ks","HAR","CZ","bal",{"v":0.1,"d":"10.00%"},2.28,1.34,0.94,{"v":0.41228099999999995,"d":"41.2281%"},{"v":0,"d":"0.00"},"S",null,30]
[40,"A1.2.4",null,"A21920","Obväz elastický fixačný Peha-fix","4cmx4 m, á 10 ks","HAR","CZ","bal",{"v":0.1,"d":"10.00%"},2.06,{"v":0.9,"d":"0.90"},1.16,{"v":0.563107,"d":"56.3107%"},{"v":0,"d":"0.00"},"S",null,30]
[41,{"$nulls":3},"A2 Gáza hydrofilná"]
[42,{"$nulls":3},"A2.1 Gáza hydrofilná, rolovaná",{"$nulls":11},0.005038,"1 cm2"]
[43,"A2.1","Z","A38700","obväzová gáza hydrofilná, 17 vlákien","105cmx10 m","HAR","CZ","ks",{"v":0.1,"d":"10.00%"},5.29,5.29,{"v":0,"d":"0.00"},{"v":0,"d":"0.0000%"},{"v":0,"d":"0.00"},"I",null,30]
[44,"A2.1",null,"A26588","obväzová gáza hydrofilná, 20 vlákien","105 cmx10 m","HAR","CZ","ks",{"v":0.1,"d":"10.00%"},5.82,5.29,0.53,{"v":0.09106500000000001,"d":"9.1065%"},{"v":0,"d":"0.00"},"S",null,30]
[45,"A2.1",null,"A57021","obväzová gáza hydrofilná, 17 vlákien","100cmx10m","LRI","DE","ks",{"v":0.1,"d":"10.00%"},5.48,4.88,{"v":0.6,"d":"0.60"},{"v":0.109489,"d":"10.9489%"},{"v":0,"d":"0.00"},"S",null,30]
[46,"A2.1",null,"A57020","obväzová gáza hydrofilná, 17 vlákien","100cmx5m","LRI","DE","ks",{"v":0.1,"d":"10.00%"},{"v":2.9,"d":"2.90"},2.52,0.38,{"v":0.131034,"d":"13.1034%"},{"v":0,"d":"0.00"},"S",null,30]
[47,{"$nulls":3},"A2.2 Gáza hydrofilná, zložky",{"$nulls":11},0.49,"1bal"]
[48,"A2.2","Z","A50238","gáza skladaná nesterilná, á 2 ks","90cm, á 100","VGT","SK","bal",{"v":0.1,"d":"10.00%"},0.49,0.49,{"v":0,"d":"0.00"},{"v":0,"d":"0.0000%"},{"v":0,"d":"0.00"},"I",null,30]
[49,{"$nulls":3},"A3 Gázové skrútené tampóny",{"$nulls":11},0.03,"1ks"]
[50,"A3","Z","A50235","tampón stáčaný, nesterilný","100 ks","VGT","SK","ks",{"v":0.1,"d":"10.00%"},0.03,0.03,{"v":0,"d":"0.00"},{"v":0,"d":"0.0000%"},{"v":0,"d":"0.00"},"I","DIA,ENP",30]
[51,"A3",null,"A20016","tampón sterilný, napustený alkoholom","100 ks","BME","DE","ks",{"v":0.1,"d":"10.00%"},0.03,0.03,{"v":0,"d":"0.00"},{"v":0,"d":"0.0000%"},{"v":0,"d":"0.00"},"I","DIA,ENP",30]
[52,{"$nulls":3},"A4 Gázové kompresy"]
[53,{"$nulls":3},"A4.1 Gázové komopresory, sterilné"]
[54,{"$nulls":3},"A4.1.1 Gázové kompresy, sterilné šírka do 10 cm",{"$nulls":11},0.00124,"1 cm2"]
[55,"A4.1.1","Z","A21478","Vliwasoft - kompresy, sterilné, 6 vrstvové","7,5x7,5cm, á 2ks","LRI","DE","ks",{"v":0.1,"d":"10.00%"},0.07,0.07,{"v":0,"d":"0.00"},{"v":0,"d":"0.0000%"},{"v":0,"d":"0.00"},"I",null,30]
[56,"A4.1.1",null,"A57029","gázové kompresy, sterilné, 8 vrstvové","7,5x7,5 cm, á 2 ks","LRI","DE","ks",{"v":0.1,"d":"10.00%"},0.09,0.07,0.02,{"v":0.222222,"d":"22.2222%"},{"v":0,"d":"0.00"},"S",null,30]
[57,"A4.1.1",null,"A20706","Medicomp Drain - kompresy sterilné","7,5x7,5cm, á 2x 25 ks","HAR","DE","ks",{"v":0.1,"d":"10.00%"},0.09,0.07,0.02,{"v":0.222222,"d":"22.2222%"},{"v":0,"d":"0.00"},"S",null,30]
[58,"A4.1.1",null,"A35741","Medicomp kompresy, sterilné","7,5x7,5cm, á 2x 25 ks","HAR","DE","ks",{"v":0.1,"d":"10.00%"},0.09,0.07,0.02,{"v":0.222222,"d":"22.2222%"},{"v":0,"d":"0.00"},"S",null,30]
[59,"A4.1.1",null,"A21931","Sterilux ES sterilný","7,5x7,5cm, á 25 x 2 ks","HAR","DE","ks",{"v":0.1,"d":"10.00%"},0.11,0.07,0.04,{"v":0.36363599999999996,"d":"36.3636%"},{"v":0,"d":"0.00"},"S",null,30]
[60,"A4.1.1",null,"A57028","Gázové kompresy, sterilné, 8 vrstvové","5x5cm, á 2 ks","LRI","DE","ks",{"v":0.1,"d":"10.00%"},0.05,0.03,0.02,{"v":0.4,"d":"40.0000%"},{"v":0,"d":"0.00"},"S",null,30]
[61,"A4.1.1",null,"A21477","Vliwasoft - kompresy, sterilné, 6 vrstvové","5x5cm, á 2ks","LRI","DE","ks",{"v":0.1,"d":"10.00%"},0.05,0.03,0.02,{"v":0.4,"d":"40.0000%"},{"v":0,"d":"0.00"},"S",null,30]
[62,"A4.1.1",null,"A38697","Gáza hydrofilná, sterilná","7x5 cm, á 10 ks","HAR","CZ","ks",{"v":0.1,"d":"10.00%"},0.08,0.04,0.04,{"v":0.5,"d":"50.0000%"},{"v":0,"d":"0.00"},"S",null,30]
[63,"A4.1.1",null,"A20704","Medicomp kompresy, sterilné","5x5cm, á 2x 25 ks","HAR","DE","ks",{"v":0.1,"d":"10.00%"},0.08,0.03,0.05,{"v":0.625,"d":"62.5000%"},{"v":0,"d":"0.00"},"S",null,30]
[64,"A4.1.1",null,"A21930","Sterilux ES sterilný","5x5 cm, á 25 x 2 ks","HAR","DE","ks",{"v":0.1,"d":"10.00%"},0.09,0.03,0.06,{"v":0.666667,"d":"66.6667%"},{"v":0,"d":"0.00"},"S",null,30]
[65,"A4.1.1",null,"A38698","Gáza hydrofilná, sterilná","9x5cm, á 10 ks","HAR","CZ","ks",{"v":0.1,"d":"10.00%"},{"v":0.2,"d":"0.20"},0.06,0.14,{"v":0.7,"d":"70.0000%"},{"v":0,"d":"0.00"},"S",null,30]
[66,{"$nulls":3},"A4.1.2 Gázové kompresy, sterilné šírka od 10 cm vrátane",{"$nulls":11},0.0008,"1 cm2"]
[67,"A4.1.2",null,"A21480","Vliwasoft - kompresy, sterilné, 6 vrstvové","10x20cm, á 2ks","LRI","DE","ks",{"v":0.1,"d":"10.00%"},0.12,0.12,{"v":0,"d":"0.00"},{"v":0,"d":"0.0000%"},{"v":0,"d":"0.00"},"I",null,30]
[68,"A4.1.2","Z","A21479","Vliwasoft - kompresy, sterilné, 6 vrstvové","10x10cm, á 2ks","LRI","DE","ks",{"v":0.1,"d":"10.00%"},0.08,0.08,{"v":0,"d":"0.00"},{"v":0,"d":"0.0000%"},{"v":0,"d":"0.00"},"I",null,30]
[69,"A4.1.2",null,"A57031","Gázové kompresy, sterilné, 8 vrstvové","10x10cm, á 2 ks","LRI","DE","ks",{"v":0.1,"d":"10.00%"},0.11,0.08,0.03,{"v":0.272727,"d":"27.2727%"},{"v":0,"d":"0.00"},"S",null,30]
[70,"A4.1.2",null,"A35742","Medicomp kompresy, sterilné","10x10cm, á 2x 25 ks","HAR","DE","ks",{"v":0.1,"d":"10.00%"},0.11,0.08,0.03,{"v":0.272727,"d":"27.2727%"},{"v":0,"d":"0.00"},"S",null,30]
[71,"A4.1.2",null,"A36935","Zetuvit - savé kompresy sterilné","10cmx20cm, á 25 ks","HAR","DE","ks",{"v":0.1,"d":"10.00%"},0.22,0.16,0.06,{"v":0.272727,"d":"27.2727%"},{"v":0,"d":"0.00"},"S",null,30]
[72,"A4.1.2",null,"A41182","Vliwazell - kompresy, sterilné","20x20cm,á 1ks","LRI","DE","ks",{"v":0.1,"d":"10.00%"},{"v":0.5,"d":"0.50"},0.32,0.18,{"v":0.36,"d":"36.0000%"},{"v":0,"d":"0.00"},"S",null,30]
[73,"A4.1.2",null,"A21932","Sterilux ES sterilný","10x10cm, á 25 x 2 ks","HAR","DE","ks",{"v":0.1,"d":"10.00%"},0.15,0.08,0.07,{"v":0.466667,"d":"46.6667%"},{"v":0,"d":"0.00"},"S",null,30]
[74,"A4.1.2",null,"A41181","Vliwazell - kompresy, sterilné","10x20cm, á 1ks","LRI","DE","ks",{"v":0.1,"d":"10.00%"},0.34,0.16,0.18,{"v":0.529412,"d":"52.9412%"},{"v":0,"d":"0.00"},"S",null,30]
[75,"A4.1.2",null,"A35748","Medicomp Drain - kompresy sterilné","10x10cm, á 2x 25 ks","HAR","DE","ks",{"v":0.1,"d":"10.00%"},0.18,0.08,{"v":0.1,"d":"0.10"},{"v":0.5555559999999999,"d":"55.5556%"},{"v":0,"d":"0.00"},"S",null,30]
[76,"A4.1.2",null,"A23340","Zetuvit - savé kompresy sterilné","10x10cm, á 25 ks","HAR","DE","ks",{"v":0.1,"d":"10.00%"},{"v":0.2,"d":"0.20"},0.08,0.12,{"v":0.6,"d":"60.0000%"},{"v":0,"d":"0.00"},"S",null,30]
[77,"A4.1.2",null,"A41180","Vliwazell, kompresa vlisovaná s absorpčnou schopnosťou","10x10 cm, á 1 ks","LRI","DE","ks",{"v":0.1,"d":"10.00%"},0.26,0.08,0.18,{"v":0.692308,"d":"69.2308%"},{"v":0,"d":"0.00"},"S",null,30]
[78,"A4.1.2",null,"A38699","Gáza hydrofilná, sterilná","10x5cm, á 5 ks","HAR","CZ","ks",{"v":0.1,"d":"10.00%"},0.38,0.04,0.34,{"v":0.8947369999999999,"d":"89.4737%"},{"v":0,"d":"0.00"},"S",null,30]
[79,{"$nulls":3},"A4.2 Gázové kompresy,  nesterilné"]
[80,{"$nulls":3},"A4.2.1 Gázové kompresy,  nesterilné do 9,9 cm",{"$nulls":11},0.046,"1cm2"]
[81,"A4.2.1","Z","A57022","Gazin, 8-vrstvový, nesterilný","5x5cm, á 100 ks","LRI","DE","bal",{"v":0.1,"d":"10.00%"},1.15,1.15,{"v":0,"d":"0.00"},{"v":0,"d":"0.0000%"},{"v":0,"d":"0.00"},"I",null,30]
[82,"A4.2.1",null,"A21938","Sterilux ES, 8-vrstvový, nesterilný","5x5cm, á 100 ks","HAR","DE","bal",{"v":0.1,"d":"10.00%"},1.15,1.15,{"v":0,"d":"0.00"},{"v":0,"d":"0.0000%"},{"v":0,"d":"0.00"},"I",null,30]
[83,"A4.2.1",null,"A25058","gáza na rany nesterilná","7,5x7,5 cm, á 100 ks","VGT","SK","bal",{"v":0.1,"d":"10.00%"},3.45,2.59,0.86,{"v":0.249275,"d":"24.9275%"},{"v":0,"d":"0.00"},"S",null,30]
[84,"A4.2.1",null,"A57023","Gazin, 8-vrstvový, nesterilný","7,5x7,5cm, á 100 ks","LRI","DE","bal",{"v":0.1,"d":"10.00%"},3.45,2.59,0.86,{"v":0.249275,"d":"24.9275%"},{"v":0,"d":"0.00"},"S",null,30]
[85,"A4.2.1",null,"A35745","Medicomp - kompresy nesterilné","7,5x7,5cm, á 100 ks","HAR","DE","bal",{"v":0.1,"d":"10.00%"},3.45,2.59,0.86,{"v":0.249275,"d":"24.9275%"},{"v":0,"d":"0.00"},"S",null,30]
[86,"A4.2.1",null,"A21939","Sterilux ES, 8-vrstvový, nesterilný","7,5x7,5 cm, á 100 ks","HAR","CZ","bal",{"v":0.1,"d":"10.00%"},4.59,2.59,{"v":2,"d":"2.00"},{"v":0.43573,"d":"43.5730%"},{"v":0,"d":"0.00"},"S",null,30]
[87,"A4.2.1",null,"A35744","Medicomp - kompresy nesterilné","5x5cm, á 100 ks","HAR","DE","bal",{"v":0.1,"d":"10.00%"},{"v":2.3,"d":"2.30"},1.15,1.15,{"v":0.5,"d":"50.0000%"},{"v":0,"d":"0.00"},"S",null,30]
[88,{"$nulls":3},"A4.2.2 Gázové kompresy,  nesterilné nad 10 cm",{"$nulls":11},0.0459,"1cm2"]
[89,"A4.2.2",null,"A36939","Zetuvit - savé kompresy nesterilné","10x20cm, á 30 ks","HAR","DE","bal",{"v":0.1,"d":"10.00%"},6.55,6.55,{"v":0,"d":"0.00"},{"v":0,"d":"0.0000%"},{"v":0,"d":"0.00"},"I",null,30]
[90,"A4.2.2",null,"A23341","Zetuvit - savé kompresy nesterilné","10x10 cm, á 30 ks","HAR","DE","bal",{"v":0.1,"d":"10.00%"},4.49,4.49,{"v":0,"d":"0.00"},{"v":0,"d":"0.0000%"},{"v":0,"d":"0.00"},"I",null,30]
[91,"A4.2.2","Z","A25057","gáza na rany nesterilná","10x10 cm, á 100 ks","VGT","SK","bal",{"v":0.1,"d":"10.00%"},4.59,4.59,{"v":0,"d":"0.00"},{"v":0,"d":"0.0000%"},{"v":0,"d":"0.00"},"I",null,30]
[92,"A4.2.2",null,"A57024","Gazin, 8-vrstvový, nesterilný","10x10 cm, á 100 ks","LRI","DE","bal",{"v":0.1,"d":"10.00%"},4.59,4.59,{"v":0,"d":"0.00"},{"v":0,"d":"0.0000%"},{"v":0,"d":"0.00"},"I",null,30]
[93,"A4.2.2",null,"A35746","Medicomp - kompresy nesterilné","10x10 cm, á 100 ks","HAR","DE","bal",{"v":0.1,"d":"10.00%"},4.59,4.59,{"v":0,"d":"0.00"},{"v":0,"d":"0.0000%"},{"v":0,"d":"0.00"},"I",null,30]
[94,"A4.2.2",null,"A21940","Sterilux ES, 8-vrstvový, nesterilný","10x10cm, á 100 ks","HAR","DE","bal",{"v":0.1,"d":"10.00%"},4.59,4.59,{"v":0,"d":"0.00"},{"v":0,"d":"0.0000%"},{"v":0,"d":"0.00"},"I",null,30]
[95,{"$nulls":3},"A5 Vata"]
[96,{"$nulls":3},"A5.1 Vata vinutá",{"$nulls":11},0.0308,"1g"]
[97,"A5.1","Z","A53135","vata buničitá vinutá nesterilná","1000 g","RAD","SK","ks",{"v":0.2,"d":"20.00%"},3.08,3.08,{"v":0,"d":"0.00"},{"v":0,"d":"0.0000%"},{"v":0,"d":"0.00"},"I",null,48239085]
[98,"A5.1",null,"A21844","Pehazell vata buničitá vinutá","250 g","HAR","CZ","ks",{"v":0.2,"d":"20.00%"},1.38,0.77,0.61,{"v":0.442029,"d":"44.2029%"},{"v":0,"d":"0.00"},"S",null,48239085]
[99,"A5.1",null,"A53134","vata buničitá vinutá nesterilná","500 g","RAD","SK","ks",{"v":0.2,"d":"20.00%"},1.54,0.77,0.77,{"v":0.5,"d":"50.0000%"},{"v":0,"d":"0.00"},"S",null,48239085]
[100,"A5.1",null,"A21854","vata obväzová vinutá nesterilná 100% bavlna","1000 g","HAR","CZ","ks",{"v":0.1,"d":"10.00%"},7.04,3.08,3.96,{"v":0.5625,"d":"56.2500%"},{"v":0,"d":"0.00"},"S",null,30059010]
[101,"A5.1",null,"A21846","Pehazell vata buničitá vinutá","1000 g","HAR","CZ","ks",{"v":0.2,"d":"20.00%"},3.77,1.54,2.23,{"v":0.591512,"d":"59.1512%"},{"v":0,"d":"0.00"},"S",null,48239085]
[102,"A5.1",null,"A21845","Pehazell vata buničitá vinutá","500 g","HAR","CZ","ks",{"v":0.2,"d":"20.00%"},2.49,0.77,1.72,{"v":0.690763,"d":"69.0763%"},{"v":0,"d":"0.00"},"S",null,48239085]
[103,"A5.1",null,"A21853","vata obväzová vinutá nesterilná 100% bavlna","500 g","HAR","CZ","ks",{"v":0.1,"d":"10.00%"},3.52,0.31,3.21,{"v":0.9119320000000001,"d":"91.1932%"},{"v":0,"d":"0.00"},"S",null,30059010]
[104,{"$nulls":3},"A5.2 Vata v rezoch",{"$nulls":11},0.0346,"1g"]
[105,"A5.2","Z","A21848","Pehazell vata buničitá v rezoch","20x30 cm, á 500 g","HAR","CZ","ks",{"v":0.2,"d":"20.00%"},1.73,1.73,{"v":0,"d":"0.00"},{"v":0,"d":"0.0000%"},{"v":0,"d":"0.00"},"I",null,48189090]
[106,"A5.2",null,"A53140","vata buničitá strihaná nesterilná","20x30 cm, á 500g","RAD","SK","ks",{"v":0.2,"d":"20.00%"},1.73,1.73,{"v":0,"d":"0.00"},{"v":0,"d":"0.0000%"},{"v":0,"d":"0.00"},"I",null,48189090]
[107,"A5.2",null,"A53139","vata buničitá strihaná, nesterilná","20x30 cm, á 250 g","RAD","SK","ks",{"v":0.2,"d":"20.00%"},0.99,0.87,0.12,{"v":0.121212,"d":"12.1212%"},{"v":0,"d":"0.00"},"S",null,48189090]
[108,{"$nulls":3},"A5.3 Vatový vankúšik",{"$nulls":11},1.49,"1 bal"]
[109,"A5.3","Z","A87104","PUR-Zellin vata buničitá, stáčaná, delená","4x5 cm, 1 vrecká po 500 ks","PHR","DE","bal",{"v":0.1,"d":"10.00%"},1.49,1.49,{"v":0,"d":"0.00"},{"v":0,"d":"0.0000%"},{"v":0,"d":"0.00"},"I",null,30059010]
[110,{"$nulls":3},"A6 Obväz hadičkový"]
[111,{"$nulls":3},"A6.1 Obväz hadičkový do 4 cm",{"$nulls":11},0.38,"1cm2"]
[112,"A6.1",null,"A21856","Pruban – obväz pružný hadicový, jeden a viac prstov","1,5cm,á 1 m","HAR","CZ","ks",{"v":0.1,"d":"10.00%"},0.42,0.42,{"v":0,"d":"0.00"},{"v":0,"d":"0.0000%"},{"v":0,"d":"0.00"},"I",null,30]
[113,"A6.1","Z","A41509","Pruban – obväz pružný hadicový, jednotlivé prsty","1cm, á 1m","HAR","CZ","ks",{"v":0.1,"d":"10.00%"},0.38,0.38,{"v":0,"d":"0.00"},{"v":0,"d":"0.0000%"},{"v":0,"d":"0.00"},"I",null,30]
[114,{"$nulls":3},"A6.2 Obväz hadičkový nad 4 cm do 7 cm",{"$nulls":11},0.115,"1cm2"]
[115,"A6.2","Z","A21880","Pruban – obväz pružný hadicový, lakeť, koleno","6cm, á 1m","HAR","CZ","ks",{"v":0.1,"d":"10.00%"},0.69,0.69,{"v":0,"d":"0.00"},{"v":0,"d":"0.0000%"},{"v":0,"d":"0.00"},"I",null,30]
[116,"A6.2",null,"A21878","Pruban – obväz pružný hadicový, lakeť, koleno, členok","4cm, á 1 m","HAR","CZ","ks",{"v":0.1,"d":"10.00%"},0.54,0.46,0.08,{"v":0.148148,"d":"14.8148%"},{"v":0,"d":"0.00"},"S",null,30]
[117,"A6.2",null,"A68774","Coverflex -  obväz pružný hadicový, končatiny","5cm, á 3 m","HAR","DE","ks",{"v":0.1,"d":"10.00%"},4.96,1.73,3.23,{"v":0.65121,"d":"65.1210%"},{"v":0,"d":"0.00"},"S",null,30]
[118,{"$nulls":3},"A6.3 Obväz hadičkový nad 7 cm",{"$nulls":11},0.08555,"1cm2"]
[119,"A6.3",null,"A86968","Cotton Short Stretch","11cm x 4m","TLP","FR","ks",{"v":0.1,"d":"10.00%"},3.37,3.37,{"v":0,"d":"0.00"},{"v":0,"d":"0.0000%"},{"v":0,"d":"0.00"},"I",null,3005909900]
[120,"A6.3","Z","A50202","Pruban – obväz pružný hadicový, hrud', stehno","9cm, á 1m","HAR","CZ","ks",{"v":0.1,"d":"10.00%"},0.77,0.77,{"v":0,"d":"0.00"},{"v":0,"d":"0.0000%"},{"v":0,"d":"0.00"},"I",null,30]
[121,"A6.3",null,"A68775","Coverflex -  obväz pružný hadicový, končatiny, hlava","7,5cm, á 3 m","HAR","DE","ks",{"v":0.1,"d":"10.00%"},5.35,1.93,3.42,{"v":0.6392519999999999,"d":"63.9252%"},{"v":0,"d":"0.00"},"S",null,30]
[122,"A6.3",null,"A68776","Coverflex -  obväz pružný hadicový, končatiny, hlava, trup","10,7cm á 3 m","HAR","DE","ks",{"v":0.1,"d":"10.00%"},8.78,2.75,6.03,{"v":0.686788,"d":"68.6788%"},{"v":0,"d":"0.00"},"S",null,30]
[123,{"$nulls":3},"A7 Elastický obväz"]
[124,{"$nulls":3},"A7.1 Elastický obväz, dlhoťažný šírka do 9 cm",{"$nulls":11},0.0195,"1cm2"]
[125,"A7.1","Z","A21900","Idealtex elastický, dlhoťažný","8cmx5m, á 1ks","HAR","CZ","ks",{"v":0.1,"d":"10.00%"},0.78,0.78,{"v":0,"d":"0.00"},{"v":0,"d":"0.0000%"},{"v":0,"d":"0.00"},"I",null,30]
[126,"A7.1",null,"A83667","BIFLEX MEDIUM 8cm x 5m","elastický dvojrozťažný kompresívny obväz s indikátorom správnej kompresie","TLP","FR","ks",{"v":0.1,"d":"10.00%"},10.97,0.78,10.19,{"v":0.9288970000000001,"d":"92.8897%"},{"v":0,"d":"0.00"},"S",null,3005909900]
[127,{"$nulls":3},"A7.2 Elastický obväz, dlhoťažný šírka nad 9 cm",{"$nulls":11},0.0177,"1cm2"]
[128,"A7.2","Z","A21903","Idealtex elastický, dlhoťažný","14cm x 5 m, 1 ks","HAR","CZ","ks",{"v":0.1,"d":"10.00%"},1.24,1.24,{"v":0,"d":"0.00"},{"v":0,"d":"0.0000%"},{"v":0,"d":"0.00"},"I",null,30]
[129,"A7.2",null,"A21902","Idealtex elastický, dlhoťažný","12cmx5 m, á 1 ks","HAR","CZ","ks",{"v":0.1,"d":"10.00%"},1.07,1.06,0.01,{"v":0.009346,"d":"0.9346%"},{"v":0,"d":"0.00"},"S",null,30]
[130,"A7.2",null,"A21901","Idealtex elastický, dlhoťažný","10cmx5m, á 1 ks","HAR","CZ","ks",{"v":0.1,"d":"10.00%"},0.96,0.89,0.07,{"v":0.072917,"d":"7.2917%"},{"v":0,"d":"0.00"},"S",null,30]
[131,"A7.2",null,"A83668","BIFLEX MEDIUM 10cm x 5m","elastický dvojrozťažný kompresívny obväz s indikátorom správnej kompresie","TLP","FR","ks",{"v":0.1,"d":"10.00%"},12.34,1.24,{"v":11.1,"d":"11.10"},{"v":0.899514,"d":"89.9514%"},{"v":0,"d":"0.00"},"S",null,3005909900]
[132,"A7.2",null,"A83670","BIFLEX FORTE 10cm x 5m","elastický dvojrozťažný kompresívny obväz s indikátorom správnej kompresie","TLP","FR","ks",{"v":0.1,"d":"10.00%"},17.19,1.24,15.95,{"v":0.927865,"d":"92.7865%"},{"v":0,"d":"0.00"},"S",null,3005909900]
[133,{"$nulls":3},"A7.3 Elastický obväz, krátkoťažný šírka do 10 cm",{"$nulls":11},0.0195,"1cm2"]
[134,"A7.3",null,"A95324","Ideal Neo krátkoťažný","10cm x 5m, á 1ks","HAR","CZ","ks",{"v":0.1,"d":"10.00%"},0.84,0.84,{"v":0,"d":"0.00"},{"v":0,"d":"0.0000%"},{"v":0,"d":"0.00"},"I",null,30059050]
[135,"A7.3",null,"A95323","Ideal Neo krátkoťažný","8cm x 5m, á 1ks","HAR","CZ","ks",{"v":0.1,"d":"10.00%"},0.78,0.78,{"v":0,"d":"0.00"},{"v":0,"d":"0.0000%"},{"v":0,"d":"0.00"},"I",null,30059050]
[136,"A7.3","Z","A21890","Ideal pružný, krátkot'ažný","8cmx5m,á 1 ks","HAR","CZ","ks",{"v":0.1,"d":"10.00%"},0.78,0.78,{"v":0,"d":"0.00"},{"v":0,"d":"0.0000%"},{"v":0,"d":"0.00"},"I",null,30]
[137,"A7.3",null,"A95322","Ideal Neo krátkoťažný","6cm x 5m, á 1ks","HAR","CZ","ks",{"v":0.1,"d":"10.00%"},0.62,0.59,0.03,{"v":0.048387,"d":"4.8387%"},{"v":0,"d":"0.00"},"S",null,30059050]
[138,"A7.3",null,"A21889","Ideal pružný, krátkot'ažný","6cmx5m, á 1ks","HAR","CZ","ks",{"v":0.1,"d":"10.00%"},0.62,0.59,0.03,{"v":0.048387,"d":"4.8387%"},{"v":0,"d":"0.00"},"S",null,30]
[139,"A7.3",null,"A68262","Lenkideal elastický, krátkoťažný","8cmx5m, á 1 ks","LRI","DE","ks",{"v":0.1,"d":"10.00%"},0.96,0.78,0.18,{"v":0.1875,"d":"18.7500%"},{"v":0,"d":"0.00"},"S",null,30]
[140,"A7.3",null,"A21060","Idealflex elastický, krátkoťažný","8cmx5m, á 1 ks","HAR","CZ","ks",{"v":0.1,"d":"10.00%"},1.08,0.78,{"v":0.3,"d":"0.30"},{"v":0.27777799999999997,"d":"27.7778%"},{"v":0,"d":"0.00"},"S",null,30]
[141,"A7.3",null,"A22147","Idealast-haft kohézny, elastický, krátkot'ažný","8cmx4m, á 1 ks","HAR","CZ","ks",{"v":0.1,"d":"10.00%"},2.69,0.62,2.07,{"v":0.769517,"d":"76.9517%"},{"v":0,"d":"0.00"},"S",null,30]
[142,"A7.3",null,"A83665","FLEXIDEAL 8cm x 5m","elastický krátkoťažný kompresívny obväz bez latexu","TLP","FR","ks",{"v":0.1,"d":"10.00%"},4.37,0.78,3.59,{"v":0.82151,"d":"82.1510%"},{"v":0,"d":"0.00"},"S",null,3005909900]
[143,"A7.3",null,"A22138","Pütter elastický, krátkoťažný","8cmx5m, á 1 ks","HAR","CZ","ks",{"v":0.1,"d":"10.00%"},{"v":4.4,"d":"4.40"},0.78,3.62,{"v":0.822727,"d":"82.2727%"},{"v":0,"d":"0.00"},"S",null,30]
[144,{"$nulls":3},"A7.4 Elastický obväz, krátkoťažný šírka nad 12 cm",{"$nulls":11},0.016,"1cm2"]
[145,"A7.4",null,"A95325","Ideal Neo krátkoťažný","12cm x 5m, á 1ks","HAR","CZ","ks",{"v":0.1,"d":"10.00%"},0.96,0.96,{"v":0,"d":"0.00"},{"v":0,"d":"0.0000%"},{"v":0,"d":"0.00"},"I",null,30059050]
[146,"A7.4","Z","A21892","Ideal pružný, krátkot'ažný","12cmx5m, á 1ks","HAR","CZ","ks",{"v":0.1,"d":"10.00%"},0.96,0.96,{"v":0,"d":"0.00"},{"v":0,"d":"0.0000%"},{"v":0,"d":"0.00"},"I",null,30]
[147,"A7.4",null,"A68264","Lenkideal elastický, krátkoťažný","12cmx5m, á 1 ks","LRI","DE","ks",{"v":0.1,"d":"10.00%"},0.96,0.96,{"v":0,"d":"0.00"},{"v":0,"d":"0.0000%"},{"v":0,"d":"0.00"},"I",null,30]
[148,"A7.4",null,"A22308","Idealflex elastický, krátkoťažný","12cm x 5 m, á 1 ks","HAR","CZ","ks",{"v":0.1,"d":"10.00%"},1.56,0.96,{"v":0.6,"d":"0.60"},{"v":0.384615,"d":"38.4615%"},{"v":0,"d":"0.00"},"S",null,30]
[149,"A7.4",null,"A22149","Idealast-haft kohézny, elastický, krátkot'ažný","12cmx4m, á 1 ks","HAR","CZ","ks",{"v":0.1,"d":"10.00%"},3.37,0.77,{"v":2.6,"d":"2.60"},{"v":0.7715130000000001,"d":"77.1513%"},{"v":0,"d":"0.00"},"S",null,30]
[150,"A7.4",null,"A22140","Pütter elastický, krátkoťažný","12cmx5m, á 1 ks","HAR","CZ","ks",{"v":0.1,"d":"10.00%"},6.47,0.96,5.51,{"v":0.851623,"d":"85.1623%"},{"v":0,"d":"0.00"},"S",null,30]
[151,{"$nulls":3},"A7.5 Elastický obväz, krátkoťažný šírka od 10 cm do 12 cm",{"$nulls":11},0.0168,"1cm2"]
[152,"A7.5","Z","A21891","Ideal pružný, krátkot'ažný","10cmx5m, á 1 ks","HAR","CZ","ks",{"v":0.1,"d":"10.00%"},0.84,0.84,{"v":0,"d":"0.00"},{"v":0,"d":"0.0000%"},{"v":0,"d":"0.00"},"I",null,30]
[153,"A7.5",null,"A68263","Lenkideal elastický, krátkoťažný","10cmx5m, á 1 ks","LRI","DE","ks",{"v":0.1,"d":"10.00%"},0.84,0.84,{"v":0,"d":"0.00"},{"v":0,"d":"0.0000%"},{"v":0,"d":"0.00"},"I",null,30]
[154,"A7.5",null,"A22307","Idealflex elastický, krátkoťažný","10cmx5m, á 1 ks","HAR","CZ","ks",{"v":0.1,"d":"10.00%"},1.32,0.84,0.48,{"v":0.36363599999999996,"d":"36.3636%"},{"v":0,"d":"0.00"},"S",null,30]
[155,"A7.5",null,"A22148","Idealast-haft kohézny, elastický, krátkot'ažný","10cmx4 m, á 1 ks","HAR","CZ","ks",{"v":0.1,"d":"10.00%"},3.37,0.67,{"v":2.7,"d":"2.70"},{"v":0.8011870000000001,"d":"80.1187%"},{"v":0,"d":"0.00"},"S",null,30]
[156,"A7.5",null,"A83666","FLEXIDEAL","10cm x 5m","TLP","FR","ks",{"v":0.1,"d":"10.00%"},4.82,0.84,3.98,{"v":0.825726,"d":"82.5726%"},{"v":0,"d":"0.00"},"S",null,3005909900]
[157,"A7.5",null,"A22139","Pütter elastický, krátkoťažný","10cmx5m, á 1 ks","HAR","CZ","ks",{"v":0.1,"d":"10.00%"},5.48,0.84,4.64,{"v":0.846715,"d":"84.6715%"},{"v":0,"d":"0.00"},"S",null,30]
[158,"A7.5",null,"A22144","Pütter elastický, krátkoťažný","10cmx5m, á 2 ks","HAR","DE","ks",{"v":0.1,"d":"10.00%"},5.79,0.84,4.95,{"v":0.854922,"d":"85.4922%"},{"v":0,"d":"0.00"},"S",null,30]
[159,{"$nulls":3},"A8 Pomôcky na vlhké hojenie  rán"]
[160,{"$nulls":3},"A8.1 Obväz hydrokoloidný"]
[161,{"$nulls":3},"A8.1.1 Obväz hydrokoloidný, štandardný"]
[162,{"$nulls":3},"A8.1.1.1 Obväz hydrokoloidný, štandardný","nelepivý do 50 cm2 vratane",{"$nulls":10},0.0863,"1cm2"]
[163,"A8.1.1.1",null,"A59449","Hydrocoll","5 x 5 cm, á 10 ks","HAR","DE","ks",{"v":0.1,"d":"10.00%"},1.33,1.33,{"v":0,"d":"0.00"},{"v":0,"d":"0.0000%"},{"v":0,"d":"0.00"},"I","DER,ANG,CHI,CCH,PCH",30]
[164,"A8.1.1.1","Z","A95525","Krytie na rany CUTINOVA Hydro","hydroselektívne, 5x6 cm; á 10 ks","SND","GB","ks",{"v":0.1,"d":"10.00%"},2.44,2.44,{"v":0,"d":"0.00"},{"v":0,"d":"0.0000%"},{"v":0,"d":"0.00"},"I","DER,ANG,CHI,CCH,PCH",30]
[165,{"$nulls":3},"A8.1.1.2 Obväz hydrokoloidný, štandardný","nelepivý do 100 cm2 vratane",{"$nulls":10},0.023,"1cm2"]
[166,"A8.1.1.2",null,"A39595","Suprasorb H štandard","10x10 cm, á 10 ks","LRI","DE","ks",{"v":0.1,"d":"10.00%"},1.82,1.82,{"v":0,"d":"0.00"},{"v":0,"d":"0.0000%"},{"v":0,"d":"0.00"},"I","DER,ANG,CHI,CCH,PCH",30]
[167,"A8.1.1.2",null,"A21640","Hydrocoll","10x10 cm, á 10 ks","HAR","DE","ks",{"v":0.1,"d":"10.00%"},2.06,2.06,{"v":0,"d":"0.00"},{"v":0,"d":"0.0000%"},{"v":0,"d":"0.00"},"I","DER,ANG,CHI,CCH,PCH",30]
[168,"A8.1.1.2",null,"A37302","Granuflex","10x10 cm, á 10 ks","CNV","GB","ks",{"v":0.1,"d":"10.00%"},2.18,2.18,{"v":0,"d":"0.00"},{"v":0,"d":"0.0000%"},{"v":0,"d":"0.00"},"I","DER,ANG,CHI,CCH,PCH",30]
[169,"A8.1.1.2","Z","A75130","Askina Hydro","10x10 cm, á 10 ks","BME","IE","ks",{"v":0.1,"d":"10.00%"},{"v":2.3,"d":"2.30"},{"v":2.3,"d":"2.30"},{"v":0,"d":"0.00"},{"v":0,"d":"0.0000%"},{"v":0,"d":"0.00"},"I","DER,ANG,CHI,CCH,PCH",30]
[170,"A8.1.1.2",null,"A71920","Granuflex Signal","10x10 cm, á 5 ks","CNV","GB","ks",{"v":0.1,"d":"10.00%"},2.34,{"v":2.3,"d":"2.30"},0.04,{"v":0.017094,"d":"1.7094%"},{"v":0,"d":"0.00"},"S","DER,ANG,CHI,CCH,PCH",30]
[171,{"$nulls":3},"A8.1.1.3 Obväz hydrokoloidný, štandardný","nelepivý nad 100 cm2",{"$nulls":10},0.0238,"1cm2"]
[172,"A8.1.1.3",null,"A37303","Granuflex","15x15 cm, á 10 ks","CNV","GB","ks",{"v":0.1,"d":"10.00%"},3.78,3.78,{"v":0,"d":"0.00"},{"v":0,"d":"0.0000%"},{"v":0,"d":"0.00"},"I","DER,ANG,CHI,CCH,PCH",30]
[173,"A8.1.1.3",null,"A39596","Suprasorb H štandard","15x15 cm, á 5 ks","LRI","DE","ks",{"v":0.1,"d":"10.00%"},4.26,4.26,{"v":0,"d":"0.00"},{"v":0,"d":"0.0000%"},{"v":0,"d":"0.00"},"I","DER,ANG,CHI,CCH,PCH",30]
[174,"A8.1.1.3","Z","A21641","Hydrocoll","15 x15 cm, á 5 ks","HAR","DE","ks",{"v":0.1,"d":"10.00%"},5.36,5.36,{"v":0,"d":"0.00"},{"v":0,"d":"0.0000%"},{"v":0,"d":"0.00"},"I","DER,ANG,CHI,CCH,PCH",30]
[175,{"$nulls":3},"A8.1.1.4 Obväz hydrokoloidný, štandardný","lepivý do 50 cm2 vrátane",{"$nulls":10},0.0781,"1cm2 aktívnej plochy"]
[176,"A8.1.1.4","Z","A37307","Granuflex adhezívny okraj","6x6 cm, á 5 ks","CNV","GB","ks",{"v":0.1,"d":"10.00%"},1.61,1.61,{"v":0,"d":"0.00"},{"v":0,"d":"0.0000%"},{"v":0,"d":"0.00"},"I","DER,ANG,CHI,CCH,PCH",30]
[177,{"$nulls":3},"A8.1.1.5 Obväz hydrokoloidný, štandardný","lepivý do 100 cm2 vrátane",{"$nulls":10},0.0347,"1cm2 aktívnej plochy"]
[178,"A8.1.1.5","Z","A37308","Granuflex adhezívny okraj","10x10 cm á 5 ks","CNV","GB","ks",{"v":0.1,"d":"10.00%"},3.47,3.47,{"v":0,"d":"0.00"},{"v":0,"d":"0.0000%"},{"v":0,"d":"0.00"},"I","DER,ANG,CHI,CCH,PCH",30]
[179,{"$nulls":3},"A8.1.1.6 Obväz hydrokoloidný, štandardný","lepivý nad 100 cm2",{"$nulls":10},0.0333,"1cm2 aktívnej plochy"]
[180,"A8.1.1.6",null,"A37309","Granuflex adhezívny okraj","15x15 cm, á 5 ks","CNV","GB","ks",{"v":0.1,"d":"10.00%"},6.72,6.72,{"v":0,"d":"0.00"},{"v":0,"d":"0.0000%"},{"v":0,"d":"0.00"},"I","DER,ANG,CHI,CCH,PCH",30]
[181,"A8.1.1.6","Z","A37310","Granuflex adhezívny okraj","10x13 cm, á 5 ks","CNV","GB","ks",{"v":0.1,"d":"10.00%"},4.28,4.28,{"v":0,"d":"0.00"},{"v":0,"d":"0.0000%"},{"v":0,"d":"0.00"},"I","DER,ANG,CHI,CCH,PCH",30]
[182,"A8.1.1.6",null,"A36917","Hydrocoll sacral","á 5 ks","HAR","DE","ks",{"v":0.1,"d":"10.00%"},7.31,4.66,2.65,{"v":0.362517,"d":"36.2517%"},{"v":0,"d":"0.00"},"S","DER,ANG,CHI,CCH,PCH",30]
[183,{"$nulls":3},"A8.1.2 Obväz hydrokoloidný, tenký"]
[184,{"$nulls":3},"A8.1.2.2 Obväz hydrokoloidný, tenký","do 100 cm2 vrátane",{"$nulls":10},0.0295,"1cm2"]
[185,"A8.1.2.2",null,"A39600","Suprasorb H tenký","10x10 cm, á 10 ks","LRI","DE","ks",{"v":0.1,"d":"10.00%"},1.78,1.78,{"v":0,"d":"0.00"},{"v":0,"d":"0.0000%"},{"v":0,"d":"0.00"},"I","DER,ANG,CHI,CCH",30]
[186,"A8.1.2.2",null,"A36911","Hydrocoll thin","10 x 10 cm, á 10 ks","HAR","DE","ks",{"v":0.1,"d":"10.00%"},{"v":2.1,"d":"2.10"},{"v":2.1,"d":"2.10"},{"v":0,"d":"0.00"},{"v":0,"d":"0.0000%"},{"v":0,"d":"0.00"},"I","DER,ANG,CHI,CCH",30]
[187,"A8.1.2.2",null,"A22955","Granuflex extra tenký","10x10 cm, á 5 ks","CNV","GB","ks",{"v":0.1,"d":"10.00%"},2.36,2.36,{"v":0,"d":"0.00"},{"v":0,"d":"0.0000%"},{"v":0,"d":"0.00"},"I","DER,ANG,CHI,CCH",30]
[188,"A8.1.2.2",null,"A22950","Granuflex extra tenký","5x20 cm, á 10 ks","CNV","GB","ks",{"v":0.1,"d":"10.00%"},2.48,2.48,{"v":0,"d":"0.00"},{"v":0,"d":"0.0000%"},{"v":0,"d":"0.00"},"I","DER,ANG,CHI,CCH",30]
[189,"A8.1.2.2",null,"A22953","Granuflex extra tenký","7,5x7,5 cm, á 5 ks","CNV","GB","ks",{"v":0.1,"d":"10.00%"},1.61,1.61,{"v":0,"d":"0.00"},{"v":0,"d":"0.0000%"},{"v":0,"d":"0.00"},"I","DER,ANG,CHI,CCH",30]
[190,"A8.1.2.2",null,"A75133","Askina Biofilm Transparent","10x10 cm, á 10 ks","BME","IE","ks",{"v":0.1,"d":"10.00%"},2.94,2.94,{"v":0,"d":"0.00"},{"v":0,"d":"0.0000%"},{"v":0,"d":"0.00"},"I","DER,ANG,CHI,CCH",30]
[191,"A8.1.2.2","Z","A59457","Hydrocoll thin","7,5 x 7,5 cm, á 10 ks","HAR","DE","ks",{"v":0.1,"d":"10.00%"},1.66,1.66,{"v":0,"d":"0.00"},{"v":0,"d":"0.0000%"},{"v":0,"d":"0.00"},"I","DER,ANG,CHI,CCH",30]
[192,{"$nulls":3},"A8.1.2.3 Obväz hydrokoloidný, tenký","nad 100 cm2",{"$nulls":10},0.0187,"1cm2"]
[193,"A8.1.2.3",null,"A80078","Tegaderm Film","10 x 12 cm","MMM","US","ks",{"v":0.1,"d":"10.00%"},0.59,0.59,{"v":0,"d":"0.00"},{"v":0,"d":"0.0000%"},{"v":0,"d":"0.00"},"I","DER,ANG,CHI,CCH",30]
[194,"A8.1.2.3","Z","A22951","Granuflex extra tenký","15x15 cm, á 5 ks","CNV","GB","ks",{"v":0.1,"d":"10.00%"},4.16,4.16,{"v":0,"d":"0.00"},{"v":0,"d":"0.0000%"},{"v":0,"d":"0.00"},"I","DER,ANG,CHI,CCH",30]
[195,"A8.1.2.3",null,"A36913","Hydrocoll thin","15 x 15 cm, á 5 ks","HAR","DE","ks",{"v":0.1,"d":"10.00%"},{"v":4.3,"d":"4.30"},4.21,0.09,{"v":0.02093,"d":"2.0930%"},{"v":0,"d":"0.00"},"S","DER,ANG,CHI,CCH",30]
[196,"A8.1.2.3",null,"A39601","Suprasorb H tenký","15x15 cm, á 5 ks","LRI","DE","ks",{"v":0.1,"d":"10.00%"},5.19,4.21,0.98,{"v":0.188825,"d":"18.8825%"},{"v":0,"d":"0.00"},"S","DER,ANG,CHI,CCH",30]
[197,{"$nulls":3},"A8.1.3 Doplnky k obväzu hydrokoloidnému","úzp/50g",{"$nulls":10},4.18,"ks"]
[198,"A8.1.3","Z","A37312","Granuflex pasta","30 g, á 1 ks","CNV","GB","ks",{"v":0.1,"d":"10.00%"},4.18,4.18,{"v":0,"d":"0.00"},{"v":0,"d":"0.0000%"},{"v":0,"d":"0.00"},"I","DER,ANG,CHI,CCH",30]
[199,{"$nulls":3},"A8.2 Obväz s aktívnym uhlím"]
[200,{"$nulls":3},"A8.2.1 Obväz s aktívnym uhlím","do 100 cm2 vrátane",{"$nulls":10},0.0428,"1cm2"]
[201,"A8.2.1",null,"A60691","Vliwaktiv-kompresa s aktívnym uhlím","10x10 cm, á 1 ks","LRI","DE","ks",{"v":0.1,"d":"10.00%"},2.23,2.23,{"v":0,"d":"0.00"},{"v":0,"d":"0.0000%"},{"v":0,"d":"0.00"},"I","DER,ANG,CHI,CCH,PCH",30]
[202,"A8.2.1",null,"A37947","CarboFlex s aktívnym uhlím","10x10 cm, á 10 ks,","CNV","GB","ks",{"v":0.1,"d":"10.00%"},4.08,4.08,{"v":0,"d":"0.00"},{"v":0,"d":"0.0000%"},{"v":0,"d":"0.00"},"I","DER,ANG,CHI,CCH,PCH",30]
[203,"A8.2.1",null,"A98154","Krytie na rany Zorflex s aktívnym uhlím","10 x 10 cm","CHC","GB","ks",{"v":0.1,"d":"10.00%"},4.26,4.26,{"v":0,"d":"0.00"},{"v":0,"d":"0.0000%"},{"v":0,"d":"0.00"},"I","DER,ANG,CHI,CCH,PCH",3802100099]
[204,"A8.2.1",null,"A94832","ACTISORB Plus s aktívnym uhlím a striebrom","6,5 x 9,5 cm, 10 ks","SSA","UK","ks",{"v":0.1,"d":"10.00%"},2.64,2.64,{"v":0,"d":"0.00"},{"v":0,"d":"0.0000%"},{"v":0,"d":"0.00"},"I","DER,ANG,CHI,CCH,PCH",30059050]
[205,"A8.2.1","Z","A73751","VLIWAKTIV AG","10x10 cm, á 10 ks","LRI","DE","ks",{"v":0.1,"d":"10.00%"},4.28,4.28,{"v":0,"d":"0.00"},{"v":0,"d":"0.0000%"},{"v":0,"d":"0.00"},"I","DER,ANG,CHI,CCH,PCH",30]
[206,"A8.2.1",null,"A73747","VLIWAKTIV AG","10x10 cm, á 10 ks","LRI","DE","ks",{"v":0.1,"d":"10.00%"},4.28,4.28,{"v":0,"d":"0.00"},{"v":0,"d":"0.0000%"},{"v":0,"d":"0.00"},"I","DER,ANG,CHI,CCH,PCH",30]
[207,"A8.2.1",null,"A73750","VLIWAKTIV AG","6,5x10 cm, á 10 ks","LRI","DE","ks",{"v":0.1,"d":"10.00%"},3.23,2.78,0.45,{"v":0.139319,"d":"13.9319%"},{"v":0,"d":"0.00"},"S","DER,ANG,CHI,CCH,PCH",30]
[208,"A8.2.1",null,"A81007","TECASORB","10x9cm, á 10 ks","INV","CZ","ks",{"v":0.1,"d":"10.00%"},5.07,3.85,1.22,{"v":0.24063099999999998,"d":"24.0631%"},{"v":0,"d":"0.00"},"S","DER,ANG,CHI,CCH,PCH",30]
[209,"A8.2.1",null,"A99473","Obväz sterilný BAUER BANDAGE SPECIAL","obsahujuci aktívny uhlík, 10x10","ABR","CZ","ks",{"v":0.1,"d":"10.00%"},18.84,4.28,14.56,{"v":0.772824,"d":"77.2824%"},{"v":0,"d":"0.00"},"S","DER,ANG,CHI,CCH,PCH",30]
[210,{"$nulls":3},"A8.2.2 Obväz s aktívnym uhlím","nad 100 cm2",{"$nulls":10},0.0295,"1cm2"]
[211,"A8.2.2",null,"A60692","Vliwaktiv-kompresa s aktívnym uhlím","10x20 cm, á 1 ks","LRI","DE","ks",{"v":0.1,"d":"10.00%"},4.28,4.28,{"v":0,"d":"0.00"},{"v":0,"d":"0.0000%"},{"v":0,"d":"0.00"},"I","DER,ANG,CHI,CCH,PCH",30]
[212,"A8.2.2",null,"A30402","Actisorb Plus s aktívnym uhlím a striebrom","19 x 10,5 cm, á 10 ks","SSA","GB","ks",{"v":0.1,"d":"10.00%"},5.81,5.81,{"v":0,"d":"0.00"},{"v":0,"d":"0.0000%"},{"v":0,"d":"0.00"},"I","DER,ANG,CHI,CCH,PCH",30]
[213,"A8.2.2","Z","A26347","Actisorb Plus s aktívnym uhlím a striebrom","10,5 x 10,5 cm, á 10 ks","SSA","GB","ks",{"v":0.1,"d":"10.00%"},3.25,3.25,{"v":0,"d":"0.00"},{"v":0,"d":"0.0000%"},{"v":0,"d":"0.00"},"I","DER,ANG,CHI,CCH,PCH",30]
[214,{"$nulls":3},"A8.3 Obväz s aktívnym iódom",{"$nulls":11},0.01241,"1cm2"]
[215,"A8.3","Z","A26351","Inadine, 9,5 cm x 9,5 cm","9,5 x 9,5 cm, á 25 ks","SSA","GB","ks",{"v":0.1,"d":"10.00%"},1.12,1.12,{"v":0,"d":"0.00"},{"v":0,"d":"0.0000%"},{"v":0,"d":"0.00"},"I","DER,ANG,CHI,CCH,PCH",30]
[216,{"$nulls":3},"A8.4 Hydrogély"]
[217,{"$nulls":3},"A8.4.1 Hydrogél, tuba"]
[218,{"$nulls":3},"A8.4.1.1 Hydrogél, tuba","do 15 g vrátane",{"$nulls":10},0.2467,"1g"]
[219,"A8.4.1.1",null,"A28414","Nugél s alginátom","15g, á 10 ks","SSA","GB","ks",{"v":0.1,"d":"10.00%"},{"v":3.7,"d":"3.70"},{"v":3.7,"d":"3.70"},{"v":0,"d":"0.00"},{"v":0,"d":"0.0000%"},{"v":0,"d":"0.00"},"I","ANG, CCH, CHI, DER, PCH",30]
[220,"A8.4.1.1",null,"A28812","Granugél","15 g, á 10 ks","CNV","US","ks",{"v":0.1,"d":"10.00%"},{"v":3.3,"d":"3.30"},{"v":3.3,"d":"3.30"},{"v":0,"d":"0.00"},{"v":0,"d":"0.0000%"},{"v":0,"d":"0.00"},"I","ANG, CCH, CHI, DER, PCH",32141010]
[221,"A8.4.1.1",null,"A86645","INTRASITE GEL 15g","číry amorfný hydrogél v sterilnom aplikačnom dávkovači","SND","GB","ks",{"v":0.1,"d":"10.00%"},3.42,3.42,{"v":0,"d":"0.00"},{"v":0,"d":"0.0000%"},{"v":0,"d":"0.00"},"I","ANG, CCH, CHI, DER, PCH",30]
[222,"A8.4.1.1",null,"A89036","Askina Calgitrol Paste","15g","BME","IE","ks",{"v":0.1,"d":"10.00%"},{"v":3.7,"d":"3.70"},{"v":3.7,"d":"3.70"},{"v":0,"d":"0.00"},{"v":0,"d":"0.0000%"},{"v":0,"d":"0.00"},"I","ANG, CCH, CHI, DER, PCH",30059099]
[223,"A8.4.1.1","Z","A74779","Askina Gel","15 g, á 10 ks","BME","IE","ks",{"v":0.1,"d":"10.00%"},{"v":3.7,"d":"3.70"},{"v":3.7,"d":"3.70"},{"v":0,"d":"0.00"},{"v":0,"d":"0.0000%"},{"v":0,"d":"0.00"},"I","ANG, CCH, CHI, DER, PCH",30]
[224,"A8.4.1.1",null,"A76422","Hydrosorb Gel","15 g, á 10 ks","HAR","DE","ks",{"v":0.1,"d":"10.00%"},{"v":3.7,"d":"3.70"},{"v":3.7,"d":"3.70"},{"v":0,"d":"0.00"},{"v":0,"d":"0.0000%"},{"v":0,"d":"0.00"},"I","ANG, CCH, CHI, DER, PCH",30]
[225,"A8.4.1.1",null,"A39618","Suprasorb G amorfný, injekčný","6g, á 1 ks","LRI","DE","ks",{"v":0.1,"d":"10.00%"},3.08,1.48,{"v":1.6,"d":"1.60"},{"v":0.519481,"d":"51.9481%"},{"v":0,"d":"0.00"},"S","ANG, CCH, CHI, DER, PCH",30]
[226,{"$nulls":3},"A8.4.1.2 Hydrogél, tuba","do 30 g vrátane",{"$nulls":10},0.1844,"1g"]
[227,"A8.4.1.2",null,"A86646","Gél na ošetrenie rán Intrasite Gel","25g; číry amorfný hydrogél v sterilnom aplikačnom dávkovači; á 10 ks","SND","GB","ks",{"v":0.1,"d":"10.00%"},4.18,4.18,{"v":0,"d":"0.00"},{"v":0,"d":"0.0000%"},{"v":0,"d":"0.00"},"I","ANG, CCH, CHI, DER, PCH",30]
[228,"A8.4.1.2","Z","A96063","Prípravok dezinfekčný octenilin wound gel","20 ml","S&M","DE","ks",{"v":0.1,"d":"10.00%"},3.67,3.67,{"v":0,"d":"0.00"},{"v":0,"d":"0.0000%"},{"v":0,"d":"0.00"},"I","ANG, CCH, CHI, DER, PCH",30059099]
[229,"A8.4.1.2",null,"A65580","Suprasorb G amorfný, injekčný","20g, á 1 ks","LRI","DE","ks",{"v":0.1,"d":"10.00%"},4.61,3.69,0.92,{"v":0.19956600000000002,"d":"19.9566%"},{"v":0,"d":"0.00"},"S","ANG, CCH, CHI, DER, PCH",30]
[230,"A8.4.1.2",null,"A28415","Nugél s alginátom","25g, á 6 ks","SSA","GB","ks",{"v":0.1,"d":"10.00%"},10.34,4.61,5.73,{"v":0.554159,"d":"55.4159%"},{"v":0,"d":"0.00"},"S","ANG, CCH, CHI, DER, PCH",30]
[231,"A8.4.1.2",null,"A90934","UniGel APOTEX","30g v tube, gél na hojenie rán","WAK","CZ","ks",{"v":0.1,"d":"10.00%"},23.23,5.53,{"v":17.7,"d":"17.70"},{"v":0.7619459999999999,"d":"76.1946%"},{"v":0,"d":"0.00"},"S","ANG, CCH, CHI, DER, PCH",30059099]
[232,"A8.4.1.2",null,"A94820","Gél na hojenie rán ActiMaris","20g, na kožu a sliznice úst, nosa a genitálii","ACJ","CH","ks",{"v":0.1,"d":"10.00%"},19.63,3.69,15.94,{"v":0.812022,"d":"81.2022%"},{"v":0,"d":"0.00"},"S","ANG, CCH, CHI, DER, PCH",30]
[233,{"$nulls":3},"A8.4.1.3 Hydrogél, tuba","do 100 g vrátane",{"$nulls":10},0.108,"1g"]
[234,"A8.4.1.3",null,"A96631","Gél na rany Veriforte Med","100 g","PGF","AT","ks",{"v":0.1,"d":"10.00%"},10.76,10.76,{"v":0,"d":"0.00"},{"v":0,"d":"0.0000%"},{"v":0,"d":"0.00"},"I","ANG, CCH, CHI, DER, PCH",30059099]
[235,"A8.4.1.3","Z","A64788","Flamigel","50 ml, 1 ks","FLE","BE","ks",{"v":0.1,"d":"10.00%"},{"v":5.4,"d":"5.40"},{"v":5.4,"d":"5.40"},{"v":0,"d":"0.00"},{"v":0,"d":"0.0000%"},{"v":0,"d":"0.00"},"I","ANG, CCH, CHI, DER, PCH",30]
[236,{"$nulls":3},"A8.4.1.4 Hydrogél, tuba","nad 100 g",{"$nulls":10},0.0409,"1g"]
[237,"A8.4.1.4",null,"A89370","Aqvitox-D gel s aplikátorom","gel s aplikátorom, 250 ml","AQV","SK","ks",{"v":0.1,"d":"10.00%"},9.21,9.21,{"v":0,"d":"0.00"},{"v":0,"d":"0.0000%"},{"v":0,"d":"0.00"},"I","ANG, CCH, CHI, DER, PCH",30059050]
[238,"A8.4.1.4","Z","A89310","DebriEcaSan - aquagel","gél, 250 ml","N.W.M.","CZ","ks",{"v":0.1,"d":"10.00%"},10.23,10.23,{"v":0,"d":"0.00"},{"v":0,"d":"0.0000%"},{"v":0,"d":"0.00"},"I","ANG, CCH, CHI, DER, PCH",30049000]
[239,"A8.4.1.4",null,"A92489","Hydrogél na ošetrenie rán Microdacyn","250g","OCM","MX","ks",{"v":0.1,"d":"10.00%"},11.93,10.23,{"v":1.7,"d":"1.70"},{"v":0.142498,"d":"14.2498%"},{"v":0,"d":"0.00"},"S","ANG, CCH, CHI, DER, PCH",30059031]
[240,"A8.4.1.4",null,"A97379","Hydrogél na ošetrenie rán Microdacyn","120g","OCM","MX","ks",{"v":0.1,"d":"10.00%"},7.89,4.91,2.98,{"v":0.377693,"d":"37.7693%"},{"v":0,"d":"0.00"},"S","ANG, CCH, CHI, DER, PCH",30059031]
[241,{"$nulls":3},"A8.4.2 Obväz hydrogélový"]
[242,{"$nulls":3},"A8.4.2.1 Obväz hydrogélový","nelepivý do 50 cm2 vrátane",{"$nulls":10},0.046,"1cm2"]
[243,"A8.4.2.1",null,"A25864","Aquagél","priemer 6,5 cm, á 10ks","PES","PL","ks",{"v":0.1,"d":"10.00%"},0.83,0.83,{"v":0,"d":"0.00"},{"v":0,"d":"0.0000%"},{"v":0,"d":"0.00"},"I","DER,ANG,CHI,CCH",30]
[244,"A8.4.2.1",null,"A39615","Suprasorb G kompresa","5x7,5 cm, á 5 ks","LRI","DE","ks",{"v":0.1,"d":"10.00%"},3.05,3.05,{"v":0,"d":"0.00"},{"v":0,"d":"0.0000%"},{"v":0,"d":"0.00"},"I","DER,ANG,CHI,CCH",30]
[245,"A8.4.2.1",null,"A25863","Aquagél","priemer 5 cm, á 10ks","PES","PL","ks",{"v":0.1,"d":"10.00%"},0.63,0.63,{"v":0,"d":"0.00"},{"v":0,"d":"0.0000%"},{"v":0,"d":"0.00"},"I","DER,ANG,CHI,CCH",30]
[246,"A8.4.2.1","Z","A76417","Hydrotul","5x5 cm, á 10 ks","HAR","DE","ks",{"v":0.1,"d":"10.00%"},1.15,1.15,{"v":0,"d":"0.00"},{"v":0,"d":"0.0000%"},{"v":0,"d":"0.00"},"I","DER,ANG,CHI,CCH",30]
[247,"A8.4.2.1",null,"A52621","Askina Transorbent","5x7 cm, á 10 ks","BME","IE","ks",{"v":0.1,"d":"10.00%"},1.61,1.61,{"v":0,"d":"0.00"},{"v":0,"d":"0.0000%"},{"v":0,"d":"0.00"},"I","DER,ANG,CHI,CCH",30]
[248,"A8.4.2.1",null,"A21645","Hydrosorb","7,5 x 5 cm, á 5 ks","HAR","DE","ks",{"v":0.1,"d":"10.00%"},1.73,1.73,{"v":0,"d":"0.00"},{"v":0,"d":"0.0000%"},{"v":0,"d":"0.00"},"I","DER,ANG,CHI,CCH",30]
[249,{"$nulls":3},"A8.4.2.2 Obväz hydrogélový","nelepivý do 100 cm2 vrátane",{"$nulls":10},0.0326,"1cm2"]
[250,"A8.4.2.2",null,"A25866","Aquagél","6 x 12 cm, á 5 ks","PES","PL","ks",{"v":0.1,"d":"10.00%"},1.49,1.49,{"v":0,"d":"0.00"},{"v":0,"d":"0.0000%"},{"v":0,"d":"0.00"},"I","DER,ANG,CHI,CCH",30]
[251,"A8.4.2.2",null,"A21646","Hydrosorb","10 x 10 cm, á 5 ks","HAR","DE","ks",{"v":0.1,"d":"10.00%"},2.57,2.57,{"v":0,"d":"0.00"},{"v":0,"d":"0.0000%"},{"v":0,"d":"0.00"},"I","DER,ANG,CHI,CCH",30]
[252,"A8.4.2.2",null,"A74994","Askina THINSite","10x10 cm, á 10 ks","BME","IE","ks",{"v":0.1,"d":"10.00%"},3.25,3.25,{"v":0,"d":"0.00"},{"v":0,"d":"0.0000%"},{"v":0,"d":"0.00"},"I","DER,ANG,CHI,CCH",30]
[253,"A8.4.2.2",null,"A52623","Askina Transorbent","10x10 cm, á 10 ks","BME","IE","ks",{"v":0.1,"d":"10.00%"},3.26,3.26,{"v":0,"d":"0.00"},{"v":0,"d":"0.0000%"},{"v":0,"d":"0.00"},"I","DER,ANG,CHI,CCH",30]
[254,"A8.4.2.2","Z","A39616","Suprasorb G kompresa","10x10 cm, á 5 ks","LRI","DE","ks",{"v":0.1,"d":"10.00%"},3.26,3.26,{"v":0,"d":"0.00"},{"v":0,"d":"0.0000%"},{"v":0,"d":"0.00"},"I","DER,ANG,CHI,CCH",30]
[255,"A8.4.2.2",null,"A94880","Cutimed Sorbact Gel - krytie na rany antimikrobiálne s hydrogélom","7,5 x 7,5 cm, á 10ks","BSL","DE","ks",{"v":0.1,"d":"10.00%"},2.27,1.83,0.44,{"v":0.19383299999999998,"d":"19.3833%"},{"v":0,"d":"0.00"},"S","DER,ANG,CHI,CCH",3005]
[256,"A8.4.2.2",null,"A86642","INTRASITE COMFORMABLE","netkaný obväz pokrytý amorfným gélom","SND","GB","ks",{"v":0.1,"d":"10.00%"},4.73,3.26,1.47,{"v":0.310782,"d":"31.0782%"},{"v":0,"d":"0.00"},"S","DER,ANG,CHI,CCH",30]
[257,{"$nulls":3},"A8.4.2.3 Obväz hydrogélový","nelepivý nad 100 cm2",{"$nulls":10},0.0158,"1cm2"]
[258,"A8.4.2.3",null,"A76420","Hydrotul","15x20 cm, á 10 ks","HAR","DE","ks",{"v":0.1,"d":"10.00%"},2.61,2.61,{"v":0,"d":"0.00"},{"v":0,"d":"0.0000%"},{"v":0,"d":"0.00"},"I","DER,ANG,CHI,CCH",30]
[259,"A8.4.2.3",null,"A25867","Aquagél","10 x 12 cm, á 10 ks","PES","PL","ks",{"v":0.1,"d":"10.00%"},1.87,1.87,{"v":0,"d":"0.00"},{"v":0,"d":"0.0000%"},{"v":0,"d":"0.00"},"I","DER,ANG,CHI,CCH",30]
[260,"A8.4.2.3","Z","A76419","Hydrotul","10x12 cm, á 10 ks","HAR","DE","ks",{"v":0.1,"d":"10.00%"},1.87,1.87,{"v":0,"d":"0.00"},{"v":0,"d":"0.0000%"},{"v":0,"d":"0.00"},"I","DER,ANG,CHI,CCH",30]
[261,{"$nulls":3},"A8.4.2.4 Obväz hydrogélový","lepivý do 50 cm2 vrátane",{"$nulls":10},0.2074,"1cm2 aktívnej plochy"]
[262,"A8.4.2.4",null,"A52626","Askina Transorbent Border","rozmery: 9x14cm vonkajší; 5x10cm vnútorný","BME","IE","ks",{"v":0.1,"d":"10.00%"},2.52,2.52,{"v":0,"d":"0.00"},{"v":0,"d":"0.0000%"},{"v":0,"d":"0.00"},"I","DER,ANG,CHI,CCH",50]
[263,"A8.4.2.4",null,"A37704","Hydrosorb Comfort  lepiaci okraj","7,5 x 10 cm, á 5 ks","HAR","DE","ks",{"v":0.1,"d":"10.00%"},2.88,2.88,{"v":0,"d":"0.00"},{"v":0,"d":"0.0000%"},{"v":0,"d":"0.00"},"I","DER,ANG,CHI,CCH",30]
[264,"A8.4.2.4",null,"A93496","KerraFoam Gentle Border","10x10 cm, krytie penové adhezívne so silikónom, 10 ks v balení","CRW","GB","ks",{"v":0.1,"d":"10.00%"},4.24,4.24,{"v":0,"d":"0.00"},{"v":0,"d":"0.0000%"},{"v":0,"d":"0.00"},"I","DER,ANG,CHI,CCH",30051000]
[265,"A8.4.2.4","Z","A39345","Hydrosorb Comfort, lepiaci okraj","4,5x 6,5 cm, á 5 ks","HAR","DE","ks",{"v":0.1,"d":"10.00%"},1.97,1.97,{"v":0,"d":"0.00"},{"v":0,"d":"0.0000%"},{"v":0,"d":"0.00"},"I","DER,ANG,CHI,CCH",30]
[266,{"$nulls":3},"A8.4.2.5 Obväz hydrogélový","lepivý do 100 cm2 vrátane",{"$nulls":10},0.0953,"1cm2 aktívnej plochy"]
[267,"A8.4.2.5",null,"A52627","Askina Transorbent Border","rozmery: 14x14cm vonkajší; 10x10cm vnútorný","BME","IE","ks",{"v":0.1,"d":"10.00%"},5.03,5.03,{"v":0,"d":"0.00"},{"v":0,"d":"0.0000%"},{"v":0,"d":"0.00"},"I","DER,ANG,CHI,CCH",30]
[268,"A8.4.2.5",null,"A93490","KerraLite Cool Border","11x11 cm, krytie hydrogélové adhezívne, 5 ks v balení","CRW","GB","ks",{"v":0.1,"d":"10.00%"},5.03,5.03,{"v":0,"d":"0.00"},{"v":0,"d":"0.0000%"},{"v":0,"d":"0.00"},"I","DER,ANG,CHI,CCH",30051000]
[269,"A8.4.2.5",null,"A93498","KerraFoam Gentle Border","12,5x12,5 cm, krytie penové adhezívne so silikónom, 10 ks v balení","CRW","GB","ks",{"v":0.1,"d":"10.00%"},{"v":6.6,"d":"6.60"},{"v":6.6,"d":"6.60"},{"v":0,"d":"0.00"},{"v":0,"d":"0.0000%"},{"v":0,"d":"0.00"},"I","DER,ANG,CHI,CCH",30051000]
[270,"A8.4.2.5","Z","A37705","Hydrosorb Comfort  lepiaci okraj","12,5 x 12,5  cm, á 5 ks","HAR","DE","ks",{"v":0.1,"d":"10.00%"},{"v":6.1,"d":"6.10"},{"v":6.1,"d":"6.10"},{"v":0,"d":"0.00"},{"v":0,"d":"0.0000%"},{"v":0,"d":"0.00"},"I","DER,ANG,CHI,CCH",30]
[271,{"$nulls":3},"A8.5.1 Obväz alginátový"]
[272,{"$nulls":3},"A8.5.1.1 Obväz alginátový","do 50 cm2 vrátane",{"$nulls":10},0.1168,"1cm2"]
[273,"A8.5.1.1",null,"A26762","Kaltostat","5 x 5 cm, á 10 ks","CNV","GB","ks",{"v":0.1,"d":"10.00%"},0.63,0.63,{"v":0,"d":"0.00"},{"v":0,"d":"0.0000%"},{"v":0,"d":"0.00"},"I","ANG, CCH, CHI, DER, PCH",30]
[274,"A8.5.1.1",null,"A39591","Suprasorb A","5x5 cm, á 10 ks","LRI","DE","ks",{"v":0.1,"d":"10.00%"},0.87,0.87,{"v":0,"d":"0.00"},{"v":0,"d":"0.0000%"},{"v":0,"d":"0.00"},"I","ANG, CCH, CHI, DER, PCH",30]
[275,"A8.5.1.1",null,"A22057","Sorbalgon","5 x 5 cm, á 10 ks","HAR","DE","ks",{"v":0.1,"d":"10.00%"},0.99,0.99,{"v":0,"d":"0.00"},{"v":0,"d":"0.0000%"},{"v":0,"d":"0.00"},"I","ANG, CCH, CHI, DER, PCH",30]
[276,"A8.5.1.1",null,"A74999","Askina Sorb","6x6 cm, á 15 ks","BME","IE","ks",{"v":0.1,"d":"10.00%"},1.61,1.61,{"v":0,"d":"0.00"},{"v":0,"d":"0.0000%"},{"v":0,"d":"0.00"},"I","ANG, CCH, CHI, DER, PCH",30]
[277,"A8.5.1.1",null,"A75661","SUPRASORB A + AG","5x5cm, á 10 ks","LRI","DE","ks",{"v":0.1,"d":"10.00%"},{"v":1.7,"d":"1.70"},{"v":1.7,"d":"1.70"},{"v":0,"d":"0.00"},{"v":0,"d":"0.0000%"},{"v":0,"d":"0.00"},"I","ANG, CCH, CHI, DER, PCH",30]
[278,"A8.5.1.1",null,"A82758","Melgisorb Ag","5x5 cm, á 10 ks","MNC","SE","ks",{"v":0.1,"d":"10.00%"},2.43,2.43,{"v":0,"d":"0.00"},{"v":0,"d":"0.0000%"},{"v":0,"d":"0.00"},"I","ANG, CCH, CHI, DER, PCH",30]
[279,"A8.5.1.1","Z","A71119","SILVERCEL","5x5 cm, á 10 ks","AMS","GB","ks",{"v":0.1,"d":"10.00%"},2.92,2.92,{"v":0,"d":"0.00"},{"v":0,"d":"0.0000%"},{"v":0,"d":"0.00"},"I","ANG, CCH, CHI, DER, PCH",30]
[280,{"$nulls":3},"A8.5.1.2 Obväz alginátový","do 100 cm2 vrátane",{"$nulls":10},0.023,"1cm2"]
[281,"A8.5.1.2",null,"A26649","Kaltostat","7,5 x 12 cm, á 10 ks","CNV","GB","ks",{"v":0.1,"d":"10.00%"},1.91,1.91,{"v":0,"d":"0.00"},{"v":0,"d":"0.0000%"},{"v":0,"d":"0.00"},"I","ANG, CCH, CHI, DER, PCH",30]
[282,"A8.5.1.2",null,"A31163","Sorbalgon","10 x 10 cm, á 10 ks","HAR","DE","ks",{"v":0.1,"d":"10.00%"},2.15,2.15,{"v":0,"d":"0.00"},{"v":0,"d":"0.0000%"},{"v":0,"d":"0.00"},"I","ANG, CCH, CHI, DER, PCH",30]
[283,"A8.5.1.2","Z","A39592","Suprasorb A","10x10 cm, á 10 ks","LRI","DE","ks",{"v":0.1,"d":"10.00%"},2.19,2.19,{"v":0,"d":"0.00"},{"v":0,"d":"0.0000%"},{"v":0,"d":"0.00"},"I","ANG, CCH, CHI, DER, PCH",30]
[284,"A8.5.1.2",null,"A75000","Askina Sorb","10x10 cm, á 15 ks","BME","IE","ks",{"v":0.1,"d":"10.00%"},2.86,{"v":2.3,"d":"2.30"},0.56,{"v":0.195804,"d":"19.5804%"},{"v":0,"d":"0.00"},"S","ANG, CCH, CHI, DER, PCH",30]
[285,"A8.5.1.2",null,"A74662","Askina Calgitrol Ag","10x10 cm, á 10 ks","BME","IE","ks",{"v":0.1,"d":"10.00%"},4.78,{"v":2.3,"d":"2.30"},2.48,{"v":0.5188280000000001,"d":"51.8828%"},{"v":0,"d":"0.00"},"S","ANG, CCH, CHI, DER, PCH",30]
[286,"A8.5.1.2",null,"A82759","Melgisorb Ag","10x10 cm, á 10 ks","MNC","SE","ks",{"v":0.1,"d":"10.00%"},4.78,{"v":2.3,"d":"2.30"},2.48,{"v":0.5188280000000001,"d":"51.8828%"},{"v":0,"d":"0.00"},"S","ANG, CCH, CHI, DER, PCH",30]
[287,"A8.5.1.2",null,"A88059","Obväz Askina Calgitrol THIN","sterilný alginátový, so striebrom 10x10cm/10ks","BME","IE","ks",{"v":0.1,"d":"10.00%"},4.78,{"v":2.3,"d":"2.30"},2.48,{"v":0.5188280000000001,"d":"51.8828%"},{"v":0,"d":"0.00"},"S","ANG, CCH, CHI, DER, PCH",30059099]
[288,"A8.5.1.2",null,"A75662","SUPRASORB A + AG","10x10 cm, á 10 ks","LRI","DE","ks",{"v":0.1,"d":"10.00%"},4.78,{"v":2.3,"d":"2.30"},2.48,{"v":0.5188280000000001,"d":"51.8828%"},{"v":0,"d":"0.00"},"S","ANG, CCH, CHI, DER, PCH",30]
[289,{"$nulls":3},"A8.5.1.3 Obväz alginátový","nad 100 cm2",{"$nulls":10},0.0254,"1cm2"]
[290,"A8.5.1.3",null,"A39593","Suprasorb A","10x20 cm, á 10 ks","LRI","DE","ks",{"v":0.1,"d":"10.00%"},4.41,4.41,{"v":0,"d":"0.00"},{"v":0,"d":"0.0000%"},{"v":0,"d":"0.00"},"I","DER,ANG,CHI,CCH,PCH",30]
[291,"A8.5.1.3",null,"A26651","Kaltostat","15 x 25 cm, á 10 ks","CNV","GB","ks",{"v":0.1,"d":"10.00%"},8.32,8.32,{"v":0,"d":"0.00"},{"v":0,"d":"0.0000%"},{"v":0,"d":"0.00"},"I","DER,ANG,CHI,CCH,PCH",30]
[292,"A8.5.1.3",null,"A26650","Kaltostat","10 x 20 cm, á 10ks","CNV","GB","ks",{"v":0.1,"d":"10.00%"},4.57,4.57,{"v":0,"d":"0.00"},{"v":0,"d":"0.0000%"},{"v":0,"d":"0.00"},"I","DER,ANG,CHI,CCH,PCH",30]
[293,"A8.5.1.3",null,"A71287","SILVERCEL","11x11cm, á 10 ks","AMS","GB","ks",{"v":0.1,"d":"10.00%"},3.06,3.06,{"v":0,"d":"0.00"},{"v":0,"d":"0.0000%"},{"v":0,"d":"0.00"},"I","DER,ANG,CHI,CCH,PCH",30]
[294,"A8.5.1.3",null,"A82761","Melgisorb Ag","20x30 cm, á 5 ks","MNC","SE","ks",{"v":0.1,"d":"10.00%"},15.23,15.23,{"v":0,"d":"0.00"},{"v":0,"d":"0.0000%"},{"v":0,"d":"0.00"},"I","DER,ANG,CHI,CCH,PCH",30]
[295,"A8.5.1.3","Z","A75007","Askina Sorb","15x15 cm, á 10 ks","BME","IE","ks",{"v":0.1,"d":"10.00%"},5.72,5.72,{"v":0,"d":"0.00"},{"v":0,"d":"0.0000%"},{"v":0,"d":"0.00"},"I","DER,ANG,CHI,CCH,PCH",30]
[296,"A8.5.1.3",null,"A72975","Melgisorb","10x20 cm, á 10 ks","MNC","SE","ks",{"v":0.1,"d":"10.00%"},5.25,5.08,0.17,{"v":0.032381,"d":"3.2381%"},{"v":0,"d":"0.00"},"S","DER,ANG,CHI,CCH,PCH",30]
[297,"A8.5.1.3",null,"A74663","Askina Calgitrol Ag","15x15 cm, á 10 ks","BME","IE","ks",{"v":0.1,"d":"10.00%"},{"v":8.3,"d":"8.30"},5.72,2.58,{"v":0.310843,"d":"31.0843%"},{"v":0,"d":"0.00"},"S","DER,ANG,CHI,CCH,PCH",30]
[298,"A8.5.1.3",null,"A75663","SUPRASORB A + AG","10x20 cm, á 5 ks","LRI","DE","ks",{"v":0.1,"d":"10.00%"},7.39,5.08,2.31,{"v":0.312585,"d":"31.2585%"},{"v":0,"d":"0.00"},"S","DER,ANG,CHI,CCH,PCH",30]
[299,"A8.5.1.3",null,"A82760","Melgisorb Ag","15x15 cm, á 10 ks","MNC","SE","ks",{"v":0.1,"d":"10.00%"},8.32,5.72,{"v":2.6,"d":"2.60"},{"v":0.3125,"d":"31.2500%"},{"v":0,"d":"0.00"},"S","DER,ANG,CHI,CCH,PCH",30]
[300,{"$nulls":3},"A8.5.2 Výplň alginátová",{"$nulls":11},0.175,"1cm2"]
[301,"A8.5.2",null,"A75008","Askina Sorb","2,7x 34 cm, á 10 ks","BME","IE","ks",{"v":0.1,"d":"10.00%"},3.56,3.56,{"v":0,"d":"0.00"},{"v":0,"d":"0.0000%"},{"v":0,"d":"0.00"},"I","DER,ANG,CHI,CCH",30]
[302,"A8.5.2",null,"A82762","Melgisorb Ag","3x44 cm, á 10 ks","MNC","SE","ks",{"v":0.1,"d":"10.00%"},8.01,8.01,{"v":0,"d":"0.00"},{"v":0,"d":"0.0000%"},{"v":0,"d":"0.00"},"I","DER,ANG,CHI,CCH",30]
[303,"A8.5.2",null,"A26655","Kaltostat cavity","5 x 2 g","CNV","GB","ks",{"v":0.1,"d":"10.00%"},3.92,3.92,{"v":0,"d":"0.00"},{"v":0,"d":"0.0000%"},{"v":0,"d":"0.00"},"I","DER,ANG,CHI,CCH",30]
[304,"A8.5.2",null,"A39594","Suprasorb A","30 cm/2g, á 5 ks","LRI","DE","ks",{"v":0.1,"d":"10.00%"},5.11,5.11,{"v":0,"d":"0.00"},{"v":0,"d":"0.0000%"},{"v":0,"d":"0.00"},"I","DER,ANG,CHI,CCH",30]
[305,"A8.5.2","Z","A39717","Kompres SORBALGON-T (prúžky) kalciumalginát","30 cm/2g, á 5 ks","HAR","DE","ks",{"v":0.1,"d":"10.00%"},5.25,5.25,{"v":0,"d":"0.00"},{"v":0,"d":"0.0000%"},{"v":0,"d":"0.00"},"I","DER,ANG,CHI,CCH",30]
[306,"A8.5.2",null,"A75664","SUPRASORB A + AG","30 cm, á 5 ks, pás","LRI","DE","ks",{"v":0.1,"d":"10.00%"},5.25,5.25,{"v":0,"d":"0.00"},{"v":0,"d":"0.0000%"},{"v":0,"d":"0.00"},"I","DER,ANG,CHI,CCH",30]
[307,{"$nulls":3},"A8.6 Obväz penový"]
[308,{"$nulls":3},"A8.6.1 Obväz hydropolymérový"]
[309,{"$nulls":3},"A8.6.1.1 Obväz hydropolymérový nelepivý","do 50 cm2 vrátane",{"$nulls":10},0.1385,"1cm2"]
[310,"A8.6.1.1",null,"A90638","AQUACEL Foam neadhezívne penové krytie na rany","Hydrofiber 5x5 cm, á 10 ks","CNV","GB","ks",{"v":0.1,"d":"10.00%"},{"v":1.6,"d":"1.60"},{"v":1.6,"d":"1.60"},{"v":0,"d":"0.00"},{"v":0,"d":"0.0000%"},{"v":0,"d":"0.00"},"I","DER,ANG,CHI,CCH",30]
[311,"A8.6.1.1","Z","A85824","Krytie na rany penové hydropolymérové HydroTac","6cm round/10ks, impregnované gelom","PHR","DE","ks",{"v":0.1,"d":"10.00%"},3.71,3.71,{"v":0,"d":"0.00"},{"v":0,"d":"0.0000%"},{"v":0,"d":"0.00"},"I","DER,ANG,CHI,CCH",30059099]
[312,{"$nulls":3},"A8.6.1.2 Obväz hydropolymérový nelepivý","do 100 cm2 vrátane",{"$nulls":10},0.037,"1cm2"]
[313,"A8.6.1.2",null,"A85816","HydroTac","10 cm x 10 cm á 10 ks","PHR","DE","ks",{"v":0.1,"d":"10.00%"},3.19,3.19,{"v":0,"d":"0.00"},{"v":0,"d":"0.0000%"},{"v":0,"d":"0.00"},"I","ANG, CCH, CHI, DER",30059099]
[314,"A8.6.1.2",null,"A91590","Aquacel Ag foam  neadhezívne penové krytie na rany","so striebrom, 10 x 10 cm, á 10 ks","CNV","GB","ks",{"v":0.1,"d":"10.00%"},{"v":3.7,"d":"3.70"},{"v":3.7,"d":"3.70"},{"v":0,"d":"0.00"},{"v":0,"d":"0.0000%"},{"v":0,"d":"0.00"},"I","ANG, CCH, CHI, DER",30]
[315,"A8.6.1.2",null,"A90639","AQUACEL Foam neadhezívne  penové krytie na rany","Hydrofiber 10x10 cm, á 10 ks","CNV","GB","ks",{"v":0.1,"d":"10.00%"},{"v":3.7,"d":"3.70"},{"v":3.7,"d":"3.70"},{"v":0,"d":"0.00"},{"v":0,"d":"0.0000%"},{"v":0,"d":"0.00"},"I","ANG, CCH, CHI, DER",30]
[316,"A8.6.1.2",null,"A95654","Krytie na rany FormaFoam N","neadhezívne polyuretánové hydrofilné, 10 x 10 cm,  á 10 ks","MIN","DE","ks",{"v":0.1,"d":"10.00%"},{"v":3.7,"d":"3.70"},{"v":3.7,"d":"3.70"},{"v":0,"d":"0.00"},{"v":0,"d":"0.0000%"},{"v":0,"d":"0.00"},"I","ANG, CCH, CHI, DER",30]
[317,"A8.6.1.2",null,"A86998","Obväz na ranu Allevyn Ag Gentle Border","adhezív.polyuretanová pena, 10x10cm; á 10 ks","SND","GB","ks",{"v":0.1,"d":"10.00%"},{"v":3.7,"d":"3.70"},{"v":3.7,"d":"3.70"},{"v":0,"d":"0.00"},{"v":0,"d":"0.0000%"},{"v":0,"d":"0.00"},"I","ANG, CCH, CHI, DER",30]
[318,"A8.6.1.2","Z","A94843","Tielle Non Adhesive","10 x 10 cm, 10ks","SSA","UK","ks",{"v":0.1,"d":"10.00%"},{"v":3.7,"d":"3.70"},{"v":3.7,"d":"3.70"},{"v":0,"d":"0.00"},{"v":0,"d":"0.0000%"},{"v":0,"d":"0.00"},"I","ANG, CCH, CHI, DER",30059050]
[319,{"$nulls":3},"A8.6.1.3 Obväz hydropolymérový nelepivý","nad  100 cm2",{"$nulls":10},0.0478,"1cm2"]
[320,"A8.6.1.3",null,"A85822","HydroTac","20x20 cm 3 ks","PHR","DE","ks",{"v":0.1,"d":"10.00%"},9.04,9.04,{"v":0,"d":"0.00"},{"v":0,"d":"0.0000%"},{"v":0,"d":"0.00"},"I","ANG, CCH, CHI, DER",30059099]
[321,"A8.6.1.3",null,"A79105","Tielle Xtra","15 x 20 cm, á 10 ks","SSA","UK","ks",{"v":0.1,"d":"10.00%"},9.64,9.64,{"v":0,"d":"0.00"},{"v":0,"d":"0.0000%"},{"v":0,"d":"0.00"},"I","ANG, CCH, CHI, DER",30059050]
[322,"A8.6.1.3",null,"A79103","Tielle Xtra","11 x 11 cm, á 10 ks","SSA","GB","ks",{"v":0.1,"d":"10.00%"},3.89,3.89,{"v":0,"d":"0.00"},{"v":0,"d":"0.0000%"},{"v":0,"d":"0.00"},"I","ANG, CCH, CHI, DER",30]
[323,"A8.6.1.3",null,"A96255","Obväz hydropolymérový Mepilex XT 211400","20 x 20 cm, nelepivý","MNC","SE","ks",{"v":0.1,"d":"10.00%"},12.87,12.87,{"v":0,"d":"0.00"},{"v":0,"d":"0.0000%"},{"v":0,"d":"0.00"},"I","ANG, CCH, CHI, DER",30059099]
[324,"A8.6.1.3",null,"A85817","HydroTac","10x20 cm 3 ks","PHR","DE","ks",{"v":0.1,"d":"10.00%"},6.45,6.45,{"v":0,"d":"0.00"},{"v":0,"d":"0.0000%"},{"v":0,"d":"0.00"},"I","ANG, CCH, CHI, DER",30059099]
[325,"A8.6.1.3",null,"A85819","HydroTac","12,5 x 12,5 cm 10 ks","PHR","DE","ks",{"v":0.1,"d":"10.00%"},5.04,5.04,{"v":0,"d":"0.00"},{"v":0,"d":"0.0000%"},{"v":0,"d":"0.00"},"I","ANG, CCH, CHI, DER",30059099]
[326,"A8.6.1.3",null,"A90640","Aquacel  foam neadhezívne penové krytie na rany","Hydrofiber 15x15 cm, á 5 ks","CNV","GB","ks",{"v":0.1,"d":"10.00%"},7.26,7.26,{"v":0,"d":"0.00"},{"v":0,"d":"0.0000%"},{"v":0,"d":"0.00"},"I","ANG, CCH, CHI, DER",30]
[327,"A8.6.1.3",null,"A91591","Aquacel Ag foam neadhezívne penové krytie na rany","so striebrom, 15 x 15 cm, á 5 ks","CNV","GB","ks",{"v":0.1,"d":"10.00%"},7.26,7.26,{"v":0,"d":"0.00"},{"v":0,"d":"0.0000%"},{"v":0,"d":"0.00"},"I","ANG, CCH, CHI, DER",30]
[328,"A8.6.1.3",null,"A94844","Tielle Non Adhesive","15 x 15 cm, 10 ks","SSA","UK","ks",{"v":0.1,"d":"10.00%"},7.26,7.26,{"v":0,"d":"0.00"},{"v":0,"d":"0.0000%"},{"v":0,"d":"0.00"},"I","ANG, CCH, CHI, DER",30059050]
[329,"A8.6.1.3",null,"A79104","Tielle Xtra","15 x 15 cm, á 10 ks","SSA","GB","ks",{"v":0.1,"d":"10.00%"},7.26,7.26,{"v":0,"d":"0.00"},{"v":0,"d":"0.0000%"},{"v":0,"d":"0.00"},"I","ANG, CCH, CHI, DER",30]
[330,"A8.6.1.3",null,"A91592","Aquacel Ag foam  neadhezívne penové krytie na rany","so striebrom, 20 x 20 cm, á 5 ks","CNV","GB","ks",{"v":0.1,"d":"10.00%"},12.91,12.91,{"v":0,"d":"0.00"},{"v":0,"d":"0.0000%"},{"v":0,"d":"0.00"},"I","ANG, CCH, CHI, DER",30]
[331,"A8.6.1.3",null,"A93737","AQUACEL Foam neadhezívne penové krytie","20x20 cm, á 5 ks","CNV","GB","ks",{"v":0.1,"d":"10.00%"},12.91,12.91,{"v":0,"d":"0.00"},{"v":0,"d":"0.0000%"},{"v":0,"d":"0.00"},"I","ANG, CCH, CHI, DER",30059050]
[332,"A8.6.1.3","Z","A85821","HydroTac","15 cm x 20 cm á 10 ks","PHR","DE","ks",{"v":0.1,"d":"10.00%"},9.69,9.69,{"v":0,"d":"0.00"},{"v":0,"d":"0.0000%"},{"v":0,"d":"0.00"},"I","ANG, CCH, CHI, DER",30059099]
[333,"A8.6.1.3",null,"A92716","Advazorb","20 x 20 cm, 10 ks","AVS","GB","ks",{"v":0.1,"d":"10.00%"},19.11,19.11,{"v":0,"d":"0.00"},{"v":0,"d":"0.0000%"},{"v":0,"d":"0.00"},"I","ANG, CCH, CHI, DER",30059050]
[334,"A8.6.1.3",null,"A92715","Krytie hydrofilné Advazorb","10x20 cm, nepriľnavé hydrofilné krytie, 10 individuálnych balení v krabičke","AVS","GB","ks",{"v":0.1,"d":"10.00%"},9.56,9.56,{"v":0,"d":"0.00"},{"v":0,"d":"0.0000%"},{"v":0,"d":"0.00"},"I","ANG, CCH, CHI, DER",30059051]
[335,"A8.6.1.3",null,"A92713","Krytie hydrofilné Advazorb","12,5x12,5 cm, nepriľnavé hydrofilné krytie, 10 individuálnych balení v krabičke","AVS","GB","ks",{"v":0.1,"d":"10.00%"},7.47,7.47,{"v":0,"d":"0.00"},{"v":0,"d":"0.0000%"},{"v":0,"d":"0.00"},"I","ANG, CCH, CHI, DER",30059051]
[336,{"$nulls":3},"A8.6.1.4 Obväz hydropolymérový","lepivý do 50 cm2 vrátane",{"$nulls":10},0.3012,"1cm2 aktívnej plochy"]
[337,"A8.6.1.4",null,"A90636","Aquacel  foam adhezívne penové krytie na rany so silikónovým okrajom","Hydrofiber 10x10 cm, á 10 ks","CNV","GB","ks",{"v":0.1,"d":"10.00%"},3.46,3.46,{"v":0,"d":"0.00"},{"v":0,"d":"0.0000%"},{"v":0,"d":"0.00"},"I","ANG, CCH, CHI, DER, PCH",30]
[338,"A8.6.1.4",null,"A60687","Suprasorb P PU","samolepiace 10x10cm, á 1 ks","LRI","DE","ks",{"v":0.1,"d":"10.00%"},2.72,2.72,{"v":0,"d":"0.00"},{"v":0,"d":"0.0000%"},{"v":0,"d":"0.00"},"I","ANG, CCH, CHI, DER, PCH",30]
[339,"A8.6.1.4",null,"A60686","Suprasorb P PU","samolepiace 7,5x7,5cm, á 1 ks","LRI","DE","ks",{"v":0.1,"d":"10.00%"},{"v":1.6,"d":"1.60"},{"v":1.6,"d":"1.60"},{"v":0,"d":"0.00"},{"v":0,"d":"0.0000%"},{"v":0,"d":"0.00"},"I","ANG, CCH, CHI, DER, PCH",30]
[340,"A8.6.1.4",null,"A92920","Krytie polyuretánové hydrocelulárne Allevyn Life","adhez., so silikón. gélom na chronické rany; 10,3x10,3 cm, á 10ks","SND","GB","ks",{"v":0.1,"d":"10.00%"},4.13,4.13,{"v":0,"d":"0.00"},{"v":0,"d":"0.0000%"},{"v":0,"d":"0.00"},"I","ANG, CCH, CHI, DER, PCH",30]
[341,"A8.6.1.4",null,"A92907","Krytie polyuretánové hydrocelulárne Allevyn Gentle Border","adhez., so silikón.gélom na chronické rany; 7,5x7,5 cm, á 10ks","SND","GB","ks",{"v":0.1,"d":"10.00%"},4.55,4.55,{"v":0,"d":"0.00"},{"v":0,"d":"0.0000%"},{"v":0,"d":"0.00"},"I","ANG, CCH, CHI, DER, PCH",30]
[342,"A8.6.1.4",null,"A95783","AQUACEL Foam adhezívne penové krytie so silikónovým okrajom","8x13 cm, á 10 ks","CNV","GB","ks",{"v":0.1,"d":"10.00%"},5.28,5.28,{"v":0,"d":"0.00"},{"v":0,"d":"0.0000%"},{"v":0,"d":"0.00"},"I","ANG, CCH, CHI, DER, PCH",30051000]
[343,"A8.6.1.4",null,"A85825","HydroTac Comfort","Krytie na rany penové hydropolymerové, impregnované gelom, samolepiace","PHR","DE","ks",{"v":0.1,"d":"10.00%"},{"v":2.6,"d":"2.60"},{"v":2.6,"d":"2.60"},{"v":0,"d":"0.00"},{"v":0,"d":"0.0000%"},{"v":0,"d":"0.00"},"I","ANG, CCH, CHI, DER, PCH",30051000]
[344,"A8.6.1.4",null,"A84100","Advazorb Border","7,5x7,5 cm, samopriľnavé hydrofilné krytie, 10 individuálnych balení v krabičke","AVS","GB","ks",{"v":0.1,"d":"10.00%"},{"v":4.3,"d":"4.30"},{"v":4.3,"d":"4.30"},{"v":0,"d":"0.00"},{"v":0,"d":"0.0000%"},{"v":0,"d":"0.00"},"I","ANG, CCH, CHI, DER, PCH",30059051]
[345,"A8.6.1.4",null,"A95805","Krytie na rany penové hydropolymérové HydroTac Comfort","samolepiace, impregnované gélom; 8x15cm, á10ks","PHR","DE","ks",{"v":0.1,"d":"10.00%"},3.19,3.19,{"v":0,"d":"0.00"},{"v":0,"d":"0.0000%"},{"v":0,"d":"0.00"},"I","ANG, CCH, CHI, DER, PCH",30059099]
[346,"A8.6.1.4","Z","A26355","Tielle, polopriepustný","7 cm x 9 cm, á 10 ks","SSA","GB","ks",{"v":0.1,"d":"10.00%"},3.19,3.19,{"v":0,"d":"0.00"},{"v":0,"d":"0.0000%"},{"v":0,"d":"0.00"},"I","ANG, CCH, CHI, DER, PCH",30]
[347,{"$nulls":3},"A8.6.1.5 Obväz hydropolymérový","lepivý do 100 cm2 vrátane",{"$nulls":10},0.06159,"1cm2 aktívnej plochy"]
[348,"A8.6.1.5",null,"A85828","HydroTac Comfort","Krytie na rany penové hydropolymerové, impregnované gelom, samolepiace 15 x 15 cm","PHR","DE","ks",{"v":0.1,"d":"10.00%"},3.64,3.64,{"v":0,"d":"0.00"},{"v":0,"d":"0.0000%"},{"v":0,"d":"0.00"},"I","ANG, CCH, CHI, DER, PCH",30051000]
[349,"A8.6.1.5",null,"A85827","HydroTac Comfort","12,5 cm x 12,5 cm á 10 ks","PHR","DE","ks",{"v":0.1,"d":"10.00%"},2.42,2.42,{"v":0,"d":"0.00"},{"v":0,"d":"0.0000%"},{"v":0,"d":"0.00"},"I","ANG, CCH, CHI, DER, PCH",30051000]
[350,"A8.6.1.5",null,"A60688","Suprasorb P PU","samolepiace 15x15cm, á 1 ks","LRI","DE","ks",{"v":0.1,"d":"10.00%"},5.15,5.15,{"v":0,"d":"0.00"},{"v":0,"d":"0.0000%"},{"v":0,"d":"0.00"},"I","ANG, CCH, CHI, DER, PCH",30]
[351,"A8.6.1.5",null,"A30398","Obväz hydropolymér. gélový s adhez. okrajom Tielle","11 cm x 11 cm, á 10 ks","SSA","GB","ks",{"v":0.1,"d":"10.00%"},3.18,3.18,{"v":0,"d":"0.00"},{"v":0,"d":"0.0000%"},{"v":0,"d":"0.00"},"I","ANG, CCH, CHI, DER, PCH",30]
[352,"A8.6.1.5",null,"A91587","Aquacel  Ag foam adhezívne penové krytie na rany so silikónovým okrajom","so striebrom, 12.5 x 12.5 cm, á 10 ks","CNV","GB","ks",{"v":0.1,"d":"10.00%"},4.44,4.44,{"v":0,"d":"0.00"},{"v":0,"d":"0.0000%"},{"v":0,"d":"0.00"},"I","ANG, CCH, CHI, DER, PCH",30]
[353,"A8.6.1.5",null,"A95784","AQUACEL Foam adhezívne penové krytie so silikónovým okrajom","10x20 cm, á 10 ks","CNV","GB","ks",{"v":0.1,"d":"10.00%"},6.15,6.15,{"v":0,"d":"0.00"},{"v":0,"d":"0.0000%"},{"v":0,"d":"0.00"},"I","ANG, CCH, CHI, DER, PCH",30051000]
[354,"A8.6.1.5","Z","A90637","Aquacel  foam adhezívne penové krytie na rany so silikónovým okrajom","Hydrofiber 12,5x12,5 cm, á 10 ks","CNV","GB","ks",{"v":0.1,"d":"10.00%"},4.45,4.45,{"v":0,"d":"0.00"},{"v":0,"d":"0.0000%"},{"v":0,"d":"0.00"},"I","ANG, CCH, CHI, DER, PCH",30]
[355,{"$nulls":3},"A8.6.1.6 Obväz hydropolymérový","lepivý nad 100 cm2",{"$nulls":10},0.0826,"1cm2 aktívnej plochy"]
[356,"A8.6.1.6",null,"A85831","HydroTac Comfort","Krytie na rany penové hydropolymerové, impregnované gelom, samolepiace","PHR","DE","ks",{"v":0.1,"d":"10.00%"},6.19,6.19,{"v":0,"d":"0.00"},{"v":0,"d":"0.0000%"},{"v":0,"d":"0.00"},"I","ANG, CCH, CHI, DER, PCH",30051000]
[357,"A8.6.1.6",null,"A91589","Aquacel Ag foam adhezívne penové krytie na rany so silikónovým okrajom","so striebrom, 21 x 21 cm, á 5 ks","CNV","GB","ks",{"v":0.1,"d":"10.00%"},13.25,13.25,{"v":0,"d":"0.00"},{"v":0,"d":"0.0000%"},{"v":0,"d":"0.00"},"I","ANG, CCH, CHI, DER, PCH",30]
[358,"A8.6.1.6",null,"A84098","Advazorb Border","10x20 cm, samopriľnavé hydrofilné krytie, 10 individuálnych balení v krabičke","AVS","GB","ks",{"v":0.1,"d":"10.00%"},9.87,9.87,{"v":0,"d":"0.00"},{"v":0,"d":"0.0000%"},{"v":0,"d":"0.00"},"I","ANG, CCH, CHI, DER, PCH",30059051]
[359,"A8.6.1.6",null,"A85830","HydroTac Comfort","15 cm x 20 cm á 10 ks","PHR","DE","ks",{"v":0.1,"d":"10.00%"},{"v":6.6,"d":"6.60"},{"v":6.6,"d":"6.60"},{"v":0,"d":"0.00"},{"v":0,"d":"0.0000%"},{"v":0,"d":"0.00"},"I","ANG, CCH, CHI, DER, PCH",30051000]
[360,"A8.6.1.6","Z","A84096","Advazorb Border","15x15 cm, samopriľnavé hydrofilné krytie, 10 individuálnych balení v krabičke","AVS","GB","ks",{"v":0.1,"d":"10.00%"},7.88,7.88,{"v":0,"d":"0.00"},{"v":0,"d":"0.0000%"},{"v":0,"d":"0.00"},"I","ANG, CCH, CHI, DER, PCH",30059051]
[361,"A8.6.1.6",null,"A85833","HydroTac concave","Krytie na rany penové hydropolymérové 18,5 x 18 cm, á 10ks.","PHR","DE","ks",{"v":0.1,"d":"10.00%"},{"v":8.3,"d":"8.30"},{"v":8.3,"d":"8.30"},{"v":0,"d":"0.00"},{"v":0,"d":"0.0000%"},{"v":0,"d":"0.00"},"I","ANG, CCH, CHI, DER, PCH",30059099]
[362,"A8.6.1.6",null,"A30400","Tielle, polopriepustný","18 cm x 18 cm, á 5 ks","SSA","GB","ks",{"v":0.1,"d":"10.00%"},11.62,11.62,{"v":0,"d":"0.00"},{"v":0,"d":"0.0000%"},{"v":0,"d":"0.00"},"I","ANG, CCH, CHI, DER, PCH",30]
[363,"A8.6.1.6",null,"A95806","Krytie na rany penové hydropolymérové HydroTac Comfort","samolepiace, impregnované gélom; 10x30cm, á10ks","PHR","DE","ks",{"v":0.1,"d":"10.00%"},6.53,6.53,{"v":0,"d":"0.00"},{"v":0,"d":"0.0000%"},{"v":0,"d":"0.00"},"I","ANG, CCH, CHI, DER, PCH",30059099]
[364,"A8.6.1.6",null,"A93742","AQUACEL Ag Foam adhezívne penové krytie so silikónovým okrajom","so striebrom, 25x30 cm, á 5 ks","CNV","GB","ks",{"v":0.1,"d":"10.00%"},27.07,27.07,{"v":0,"d":"0.00"},{"v":0,"d":"0.0000%"},{"v":0,"d":"0.00"},"I","ANG, CCH, CHI, DER, PCH",30051000]
[365,"A8.6.1.6",null,"A91588","Aquacel  Ag foam adhezívne penové krytie na rany so silikónovým okrajom","so striebrom, 17.5 x 17.5 cm, á 10 ks","CNV","GB","ks",{"v":0.1,"d":"10.00%"},10.82,10.82,{"v":0,"d":"0.00"},{"v":0,"d":"0.0000%"},{"v":0,"d":"0.00"},"I","ANG, CCH, CHI, DER, PCH",30]
[366,"A8.6.1.6",null,"A95785","AQUACEL Foam adhezívne penové krytie so silikónovým okrajom","10x30 cm, á 10 ks","CNV","GB","ks",{"v":0.1,"d":"10.00%"},11.88,11.88,{"v":0,"d":"0.00"},{"v":0,"d":"0.0000%"},{"v":0,"d":"0.00"},"I","ANG, CCH, CHI, DER, PCH",30051000]
[367,"A8.6.1.6",null,"A84097","Advazorb Border","10x30 cm, samopriľnavé hydrofilné krytie, 10 individuálnych balení v krabičke","AVS","GB","ks",{"v":0.1,"d":"10.00%"},14.34,14.34,{"v":0,"d":"0.00"},{"v":0,"d":"0.0000%"},{"v":0,"d":"0.00"},"I","ANG, CCH, CHI, DER, PCH",30059051]
[368,{"$nulls":3},"A8.6.1.7 Obväz hydropolymérový lepivý","tvarovaný",{"$nulls":10},13.32,"ks"]
[369,"A8.6.1.7",null,"A0403A","Krytie na rany silikónové Mepilex Border Flex","13 x 16 cm, oválne","MNC","SE","ks",{"v":0.1,"d":"10.00%"},9.77,9.77,{"v":0,"d":"0.00"},{"v":0,"d":"0.0000%"},{"v":0,"d":"0.00"},"I","DER,ANG,CHI,CCH,PCH",30]
[370,"A8.6.1.7",null,"A93744","AQUACEL Ag Foam adhezívne penové krytie so silikónovým okrajom, heel","so striebrom, 14x19,8 cm, á 5 ks","CNV","GB","ks",{"v":0.1,"d":"10.00%"},{"v":10.4,"d":"10.40"},{"v":10.4,"d":"10.40"},{"v":0,"d":"0.00"},{"v":0,"d":"0.0000%"},{"v":0,"d":"0.00"},"I","DER,ANG,CHI,CCH,PCH",30051000]
[371,"A8.6.1.7",null,"A98384","Krytie na rany silikónové Mepilex Border Heel","22 x 23 cm tvarované","MNC","SE","ks",{"v":0.1,"d":"10.00%"},11.07,11.07,{"v":0,"d":"0.00"},{"v":0,"d":"0.0000%"},{"v":0,"d":"0.00"},"I","DER,ANG,CHI,CCH,PCH",30]
[372,"A8.6.1.7",null,"A98353","Obväz silikónový Mepilex Border Sacrum","16x20 cm","MNC","SE","ks",{"v":0.1,"d":"10.00%"},11.22,11.22,{"v":0,"d":"0.00"},{"v":0,"d":"0.0000%"},{"v":0,"d":"0.00"},"I","DER,ANG,CHI,CCH,PCH",30]
[373,"A8.6.1.7",null,"A0404A","Krytie na rany silikónové Mepilex Border Flex","15 x 19 cm, oválne","MNC","SE","ks",{"v":0.1,"d":"10.00%"},11.88,11.88,{"v":0,"d":"0.00"},{"v":0,"d":"0.0000%"},{"v":0,"d":"0.00"},"I","DER,ANG,CHI,CCH,PCH",30]
[374,"A8.6.1.7",null,"A0617A","Obväz penový silikónový Suprasorb P sensitive","sakrálny, 17x17,5 cm","HUZ","CN","ks",{"v":0.1,"d":"10.00%"},12.63,12.63,{"v":0,"d":"0.00"},{"v":0,"d":"0.0000%"},{"v":0,"d":"0.00"},"I","DER,ANG,CHI,CCH,PCH",30059099]
[375,"A8.6.1.7",null,"A0618A","Obväz penový silikónový Suprasorb P sensitive","sakrálny, 23x23 cm","HUZ","CN","ks",{"v":0.1,"d":"10.00%"},12.63,12.63,{"v":0,"d":"0.00"},{"v":0,"d":"0.0000%"},{"v":0,"d":"0.00"},"I","DER,ANG,CHI,CCH,PCH",30059099]
[376,"A8.6.1.7",null,"A0619A","Obväz penový silikónový Suprasorb P sensitive","Heel, 23,5x25 cm","HUZ","CN","ks",{"v":0.1,"d":"10.00%"},12.63,12.63,{"v":0,"d":"0.00"},{"v":0,"d":"0.0000%"},{"v":0,"d":"0.00"},"I","DER,ANG,CHI,CCH,PCH",30059099]
[377,"A8.6.1.7",null,"A0620A","Obväz penový silikónový Suprasorb P sensitive","Multisite, 12x15 cm","HUZ","CN","ks",{"v":0.1,"d":"10.00%"},12.63,12.63,{"v":0,"d":"0.00"},{"v":0,"d":"0.0000%"},{"v":0,"d":"0.00"},"I","DER,ANG,CHI,CCH,PCH",30059099]
[378,"A8.6.1.7",null,"A93743","AQUACEL Ag Foam adhezívne penové krytie so silikónovým okrajom, sacral","so striebrom, 16,9x20 cm, á 5 ks","CNV","GB","ks",{"v":0.1,"d":"10.00%"},12.67,12.67,{"v":0,"d":"0.00"},{"v":0,"d":"0.0000%"},{"v":0,"d":"0.00"},"I","DER,ANG,CHI,CCH,PCH",30051000]
[379,"A8.6.1.7",null,"A98354","Obväz silikónový Mepilex Border Sacrum","22x25 cm","MNC","SE","ks",{"v":0.1,"d":"10.00%"},12.67,12.67,{"v":0,"d":"0.00"},{"v":0,"d":"0.0000%"},{"v":0,"d":"0.00"},"I","DER,ANG,CHI,CCH,PCH",30]
[380,"A8.6.1.7",null,"A88087","Krytie na rany penové polyuretánové Suprasorb P-PU sacrum","18 x 20,5 cm / 5ks, vlhké hojenie","LRI","DE","ks",{"v":0.1,"d":"10.00%"},12.75,12.75,{"v":0,"d":"0.00"},{"v":0,"d":"0.0000%"},{"v":0,"d":"0.00"},"I","DER,ANG,CHI,CCH,PCH",30059099]
[381,"A8.6.1.7",null,"A85836","HydroTac sacral","Krytie na rany penové hydropolymerové, impregnované gelom, samolepiace, 22x22cm, 3ks","PHR","DE","ks",{"v":0.1,"d":"10.00%"},12.76,12.76,{"v":0,"d":"0.00"},{"v":0,"d":"0.0000%"},{"v":0,"d":"0.00"},"I","DER,ANG,CHI,CCH,PCH",30051000]
[382,"A8.6.1.7",null,"A65002","Tielle Plus Sacrum","Hydropolymérový obväz s adhezívnym okrajom, gélový, 15 x 15 cm, 10 ks","SSA","UK","ks",{"v":0.1,"d":"10.00%"},12.94,12.94,{"v":0,"d":"0.00"},{"v":0,"d":"0.0000%"},{"v":0,"d":"0.00"},"I","DER,ANG,CHI,CCH,PCH",3005]
[383,"A8.6.1.7","Z","A30401","Obväz hydropolymér. gélový s adhez. okrajom TIELLE Sacrum","Obväz hydropolymér. gélový s adhezívnym okrajom, 5 ks","SSA","GB","ks",{"v":0.1,"d":"10.00%"},13.28,13.28,{"v":0,"d":"0.00"},{"v":0,"d":"0.0000%"},{"v":0,"d":"0.00"},"I","DER,ANG,CHI,CCH,PCH",30]
[384,"A8.6.1.7",null,"A89743","Tielle Plus Heel","Hydropolymérový obväz, s adhezívnym okrajom, 20 x 26,5 cm, 5 ks","SSA","UK","ks",{"v":0.1,"d":"10.00%"},13.32,13.32,{"v":0,"d":"0.00"},{"v":0,"d":"0.0000%"},{"v":0,"d":"0.00"},"I","DER,ANG,CHI,CCH,PCH",3005]
[385,{"$nulls":3},"A8.6.2 Obväz polyuretánový"]
[386,{"$nulls":3},"A8.6.2.1 Obväz polyuretánový","nelepivý do 50 cm2 vrátane",{"$nulls":10},0.0647,"1cm2"]
[387,"A8.6.2.1",null,"A79733","Mepilex Ag","6 x 8,5 cm, á 5 ks","MNC","SE","ks",{"v":0.1,"d":"10.00%"},3.25,3.25,{"v":0,"d":"0.00"},{"v":0,"d":"0.0000%"},{"v":0,"d":"0.00"},"I","DER,ANG,CHI,CCH",30]
[388,"A8.6.2.1",null,"A95657","Krytie kožné hydropolymérové PolyMem MAX","sterilné nelepivé; 7 x 7 cm, á 10 ks","FMA","US","ks",{"v":0.1,"d":"10.00%"},3.17,3.17,{"v":0,"d":"0.00"},{"v":0,"d":"0.0000%"},{"v":0,"d":"0.00"},"I","DER,ANG,CHI,CCH",30]
[389,"A8.6.2.1","Z","A95658","Krytie kožné hydropolymérové PolyMem WIC","výplň; 7 x 7 cm, á 10 ks","FMA","US","ks",{"v":0.1,"d":"10.00%"},3.17,3.17,{"v":0,"d":"0.00"},{"v":0,"d":"0.0000%"},{"v":0,"d":"0.00"},"I","DER,ANG,CHI,CCH",30]
[390,{"$nulls":3},"A8.6.2.2 Obväz polyuretánový","nelepivý do 100 cm2 vrátane",{"$nulls":10},0.0294,"1cm2"]
[391,"A8.6.2.2",null,"A68033","Perma Foam","10 x 10 cm, á 10 ks","HAR","DE","ks",{"v":0.1,"d":"10.00%"},2.92,2.92,{"v":0,"d":"0.00"},{"v":0,"d":"0.0000%"},{"v":0,"d":"0.00"},"I","DER,ANG,CHI,CCH",30]
[392,"A8.6.2.2",null,"A73015","Mepilex E.M.","7,5 x 8,5 cm, á 5 ks","MNC","SE","ks",{"v":0.1,"d":"10.00%"},1.87,1.87,{"v":0,"d":"0.00"},{"v":0,"d":"0.0000%"},{"v":0,"d":"0.00"},"I","DER,ANG,CHI,CCH",30]
[393,"A8.6.2.2",null,"A21643","Syspur-derm","7,5 x 10 cm, á 10 ks","HAR","DE","ks",{"v":0.1,"d":"10.00%"},{"v":2.2,"d":"2.20"},{"v":2.2,"d":"2.20"},{"v":0,"d":"0.00"},{"v":0,"d":"0.0000%"},{"v":0,"d":"0.00"},"I","DER,ANG,CHI,CCH",30]
[394,"A8.6.2.2",null,"A74997","Askina Foam","10x10 cm, á 10 ks","BME","IE","ks",{"v":0.1,"d":"10.00%"},2.94,2.94,{"v":0,"d":"0.00"},{"v":0,"d":"0.0000%"},{"v":0,"d":"0.00"},"I","DER,ANG,CHI,CCH",30]
[395,"A8.6.2.2",null,"A87968","Krytie rán Askina®DresSil","sterilné penové krytie 10 x 10 cm","BME","IE","ks",{"v":0.1,"d":"10.00%"},2.94,2.94,{"v":0,"d":"0.00"},{"v":0,"d":"0.0000%"},{"v":0,"d":"0.00"},"I","DER,ANG,CHI,CCH",30059099]
[396,"A8.6.2.2",null,"A68842","Suprasorb P PU","10 x 10 cm nelepiaci","LRI","D","ks",{"v":0.1,"d":"10.00%"},2.94,2.94,{"v":0,"d":"0.00"},{"v":0,"d":"0.0000%"},{"v":0,"d":"0.00"},"I","DER,ANG,CHI,CCH",30059099]
[397,"A8.6.2.2","Z","A93233","Suprasorb P Silicone","10x10 cm, polyuretanový obvaz s nelepivým okrajom","LRI","DE","ks",{"v":0.1,"d":"10.00%"},2.94,2.94,{"v":0,"d":"0.00"},{"v":0,"d":"0.0000%"},{"v":0,"d":"0.00"},"I","DER,ANG,CHI,CCH",30059099]
[398,"A8.6.2.2",null,"A86445","ALLEVYN THIN","10x10cm","SND","US","ks",{"v":0.1,"d":"10.00%"},{"v":3,"d":"3.00"},2.94,0.06,{"v":0.02,"d":"2.0000%"},{"v":0,"d":"0.00"},"S","DER,ANG,CHI,CCH",30]
[399,"A8.6.2.2",null,"A36317","ALLEVYN NON ADHESIVE","10x10 cm á 10 ks","SND","GB","ks",{"v":0.1,"d":"10.00%"},{"v":3.6,"d":"3.60"},2.94,0.66,{"v":0.18333300000000002,"d":"18.3333%"},{"v":0,"d":"0.00"},"S","DER,ANG,CHI,CCH",30]
[400,"A8.6.2.2",null,"A83308","KENDALL AMD","10x10cm","KEN","US","ks",{"v":0.1,"d":"10.00%"},3.71,2.94,0.77,{"v":0.207547,"d":"20.7547%"},{"v":0,"d":"0.00"},"S","DER,ANG,CHI,CCH",30059031]
[401,"A8.6.2.2",null,"A92903","Krytie polyuretánové hydrocelulárne Allevyn Gentle","neadhez., so silikón.gélom na chronické rany; 10x10cm, á 10ks","SND","GB","ks",{"v":0.1,"d":"10.00%"},4.11,2.94,1.17,{"v":0.284672,"d":"28.4672%"},{"v":0,"d":"0.00"},"S","DER,ANG,CHI,CCH",30]
[402,"A8.6.2.2",null,"A83311","KENDALL AMD","8,8x 7,5cm","KEN","US","ks",{"v":0.1,"d":"10.00%"},3.43,1.94,1.49,{"v":0.43440199999999995,"d":"43.4402%"},{"v":0,"d":"0.00"},"S","DER,ANG,CHI,CCH",30059031]
[403,"A8.6.2.2",null,"A68841","Suprasorb P PU nelepiaci","7,5 cm x 7,5 cm","LRI","D","ks",{"v":0.1,"d":"10.00%"},{"v":3.7,"d":"3.70"},1.65,2.05,{"v":0.554054,"d":"55.4054%"},{"v":0,"d":"0.00"},"S","DER,ANG,CHI,CCH",30059099]
[404,{"$nulls":3},"A8.6.2.3 Obväz polyuretánový","nelepivý nad 100 cm2",{"$nulls":10},0.0251,"1cm2"]
[405,"A8.6.2.3",null,"A83310","Pena antimikrobiálna KENDAL AMD","20x20cm","COV","US","ks",{"v":0.1,"d":"10.00%"},6.86,6.86,{"v":0,"d":"0.00"},{"v":0,"d":"0.0000%"},{"v":0,"d":"0.00"},"I","DER,ANG,CHI,CCH",30059031]
[406,"A8.6.2.3",null,"A73861","Mepilex Talon","13 x 21 cm, á 5 ks","MNC","SE","ks",{"v":0.1,"d":"10.00%"},4.87,4.87,{"v":0,"d":"0.00"},{"v":0,"d":"0.0000%"},{"v":0,"d":"0.00"},"I","DER,ANG,CHI,CCH",30]
[407,"A8.6.2.3",null,"A73019","Mepilex E.M.","17,5 x 17,5 cm, á 5 ks","MNC","SE","ks",{"v":0.1,"d":"10.00%"},6.72,6.72,{"v":0,"d":"0.00"},{"v":0,"d":"0.0000%"},{"v":0,"d":"0.00"},"I","DER,ANG,CHI,CCH",30]
[408,"A8.6.2.3",null,"A72992","Mepilex","17,5 x 17,5 cm, á 5 ks","MNC","SE","ks",{"v":0.1,"d":"10.00%"},7.33,7.33,{"v":0,"d":"0.00"},{"v":0,"d":"0.0000%"},{"v":0,"d":"0.00"},"I","DER,ANG,CHI,CCH",30]
[409,"A8.6.2.3",null,"A72996","Mepilex","21 x 22 cm, á 5 ks","MNC","SE","ks",{"v":0.1,"d":"10.00%"},11.22,11.22,{"v":0,"d":"0.00"},{"v":0,"d":"0.0000%"},{"v":0,"d":"0.00"},"I","DER,ANG,CHI,CCH",30]
[410,"A8.6.2.3",null,"A68843","Suprasorb P PU nelepiaci","15 x 15 cm nelepiaci","LRI","D","ks",{"v":0.1,"d":"10.00%"},{"v":5.6,"d":"5.60"},{"v":5.6,"d":"5.60"},{"v":0,"d":"0.00"},{"v":0,"d":"0.0000%"},{"v":0,"d":"0.00"},"I","DER,ANG,CHI,CCH",30059099]
[411,"A8.6.2.3",null,"A68035","PermaFoam","15 x 15 cm, á 5 ks","HAR","DE","ks",{"v":0.1,"d":"10.00%"},5.64,5.64,{"v":0,"d":"0.00"},{"v":0,"d":"0.0000%"},{"v":0,"d":"0.00"},"I","DER,ANG,CHI,CCH",30]
[412,"A8.6.2.3",null,"A72990","Mepilex","12,5 x 12,5 cm, á 5 ks","MNC","SE","ks",{"v":0.1,"d":"10.00%"},3.92,3.92,{"v":0,"d":"0.00"},{"v":0,"d":"0.0000%"},{"v":0,"d":"0.00"},"I","DER,ANG,CHI,CCH",30]
[413,"A8.6.2.3",null,"A73017","Mepilex E.M.","12,5 x 12,5 cm, á 5 ks","MNC","SE","ks",{"v":0.1,"d":"10.00%"},3.92,3.92,{"v":0,"d":"0.00"},{"v":0,"d":"0.0000%"},{"v":0,"d":"0.00"},"I","DER,ANG,CHI,CCH",30]
[414,"A8.6.2.3",null,"A72994","Mepilex","10 x 21 cm, á 5 ks","MNC","SE","ks",{"v":0.1,"d":"10.00%"},5.27,5.27,{"v":0,"d":"0.00"},{"v":0,"d":"0.0000%"},{"v":0,"d":"0.00"},"I","DER,ANG,CHI,CCH",30]
[415,"A8.6.2.3",null,"A68034","PermaFoam","10 x 20 cm, á 5 ks","HAR","DE","ks",{"v":0.1,"d":"10.00%"},5.02,5.02,{"v":0,"d":"0.00"},{"v":0,"d":"0.0000%"},{"v":0,"d":"0.00"},"I","DER,ANG,CHI,CCH",30]
[416,"A8.6.2.3","Z","A74661","Askina Heel","225 cm2, á 5 ks","BME","IE","ks",{"v":0.1,"d":"10.00%"},5.65,5.65,{"v":0,"d":"0.00"},{"v":0,"d":"0.0000%"},{"v":0,"d":"0.00"},"I","DER,ANG,CHI,CCH",30]
[417,"A8.6.2.3",null,"A92893","Krytie polyuretánové hydrocelulárne Allevyn Heel","kapsovitý tvar, 10,5x13,5cm; á 5ks","SND","GB","ks",{"v":0.1,"d":"10.00%"},3.56,3.56,{"v":0,"d":"0.00"},{"v":0,"d":"0.0000%"},{"v":0,"d":"0.00"},"I","DER,ANG,CHI,CCH",30]
[418,"A8.6.2.3",null,"A92899","Krytie polyuretánové hydrocelulárne Allevyn Sacrum","22x22 cm, á 10ks","SND","GB","ks",{"v":0.1,"d":"10.00%"},13.15,12.15,{"v":1,"d":"1.00"},{"v":0.076046,"d":"7.6046%"},{"v":0,"d":"0.00"},"S","DER,ANG,CHI,CCH",30]
[419,"A8.6.2.3",null,"A92898","Krytie polyuretánové hydrocelulárne Allevyn Sacrum","17x17 cm, á 10ks","SND","GB","ks",{"v":0.1,"d":"10.00%"},8.04,7.25,0.79,{"v":0.09825900000000001,"d":"9.8259%"},{"v":0,"d":"0.00"},"S","DER,ANG,CHI,CCH",30]
[420,"A8.6.2.3",null,"A79735","Mepilex Ag","12,5 x 12,5 cm, á 5 ks","MNC","SE","ks",{"v":0.1,"d":"10.00%"},4.58,3.92,0.66,{"v":0.144105,"d":"14.4105%"},{"v":0,"d":"0.00"},"S","DER,ANG,CHI,CCH",30]
[421,"A8.6.2.3",null,"A79737","Mepilex Ag","10 x 21 cm, á 5 ks","MNC","SE","ks",{"v":0.1,"d":"10.00%"},6.16,5.27,0.89,{"v":0.144481,"d":"14.4481%"},{"v":0,"d":"0.00"},"S","DER,ANG,CHI,CCH",30]
[422,"A8.6.2.3",null,"A79739","Mepilex Ag","17,5 x 17,5 cm, á 5 ks","MNC","SE","ks",{"v":0.1,"d":"10.00%"},8.99,7.69,{"v":1.3,"d":"1.30"},{"v":0.14460499999999998,"d":"14.4605%"},{"v":0,"d":"0.00"},"S","DER,ANG,CHI,CCH",30]
[423,"A8.6.2.3",null,"A92905","Krytie polyuretánové hydrocelulárne Allevyn Gentle","neadhez., so silikón.gélom na chronické rany; 10x20cm, á 10ks","SND","GB","ks",{"v":0.1,"d":"10.00%"},6.61,5.02,1.59,{"v":0.240545,"d":"24.0545%"},{"v":0,"d":"0.00"},"S","DER,ANG,CHI,CCH",30]
[424,"A8.6.2.3",null,"A92904","Krytie polyuretánové hydrocelulárne Allevyn Gentle","neadhez., so silikón.gélom na chronické rany; 15x15cm, á 10ks","SND","GB","ks",{"v":0.1,"d":"10.00%"},7.46,5.65,1.81,{"v":0.24262699999999998,"d":"24.2627%"},{"v":0,"d":"0.00"},"S","DER,ANG,CHI,CCH",30]
[425,"A8.6.2.3",null,"A87969","Krytie rán Askina®DresSil","sterilné penové krytie 10x20 cm","BME","IE","ks",{"v":0.1,"d":"10.00%"},6.65,5.02,1.63,{"v":0.245113,"d":"24.5113%"},{"v":0,"d":"0.00"},"S","DER,ANG,CHI,CCH",30059099]
[426,"A8.6.2.3",null,"A73021","Mepilex Transfer","20x 50 cm, á 4 ks","MNC","SE","ks",{"v":0.1,"d":"10.00%"},{"v":33.3,"d":"33.30"},{"v":25.1,"d":"25.10"},{"v":8.2,"d":"8.20"},{"v":0.24624600000000002,"d":"24.6246%"},{"v":0,"d":"0.00"},"S","DER,ANG,CHI,CCH",30]
[427,"A8.6.2.3",null,"A73022","Mepilex Transfer","15x 20 cm, á 5 ks","MNC","SE","ks",{"v":0.1,"d":"10.00%"},14.97,7.53,7.44,{"v":0.496994,"d":"49.6994%"},{"v":0,"d":"0.00"},"S","DER,ANG,CHI,CCH",30]
[428,"A8.6.2.3",null,"A86991","Obväz na ranu kapsovitého tvaru Allevyn Ag Heel","neadhezív. polyuretanová pena, 10,5x13,5cm; á 5 ks","SND","GB","ks",{"v":0.1,"d":"10.00%"},{"v":11.6,"d":"11.60"},3.56,8.04,{"v":0.693103,"d":"69.3103%"},{"v":0,"d":"0.00"},"S","DER,ANG,CHI,CCH",30]
[429,{"$nulls":3},"A8.6.2.4 Obväz polyuretánový","lepivý do 50 cm2  vrátane",{"$nulls":10},0.1664,"1cm2 aktívnej plochy"]
[430,"A8.6.2.4",null,"A68037","PermaFoam Comfort","11 x 11 cm, á 10 ks","HAR","DE","ks",{"v":0.1,"d":"10.00%"},3.01,3.01,{"v":0,"d":"0.00"},{"v":0,"d":"0.0000%"},{"v":0,"d":"0.00"},"I","DER,ANG,CHI,CCH",30]
[431,"A8.6.2.4",null,"A91959","Askina®DresSil Border","rozmery: 10x10cm vonkajší; 7x7 cm vnútorný","BME","IE","ks",{"v":0.1,"d":"10.00%"},4.54,4.54,{"v":0,"d":"0.00"},{"v":0,"d":"0.0000%"},{"v":0,"d":"0.00"},"I","DER,ANG,CHI,CCH",30059010]
[432,"A8.6.2.4",null,"A73009","Mepilex Border E.M.","5 x 10 cm, á 10 ks","MNC","SE","ks",{"v":0.1,"d":"10.00%"},2.98,2.98,{"v":0,"d":"0.00"},{"v":0,"d":"0.0000%"},{"v":0,"d":"0.00"},"I","DER,ANG,CHI,CCH",30]
[433,"A8.6.2.4",null,"A84099","Advazorb Border","10x10 cm, á 10 ks","AVS","GB","ks",{"v":0.1,"d":"10.00%"},4.95,4.95,{"v":0,"d":"0.00"},{"v":0,"d":"0.0000%"},{"v":0,"d":"0.00"},"I","DER,ANG,CHI,CCH",3005100]
[434,"A8.6.2.4",null,"A36316","ALLEVYN ADHESIVE","7,5x7,5cm á 10 ks","SND","GB","ks",{"v":0.1,"d":"10.00%"},2.93,2.93,{"v":0,"d":"0.00"},{"v":0,"d":"0.0000%"},{"v":0,"d":"0.00"},"I","DER,ANG,CHI,CCH",30]
[435,"A8.6.2.4",null,"A98385","Krytie na rany silikónové Mepilex Border Flex","7,5 x 7,5 cm","MNC","SE","ks",{"v":0.1,"d":"10.00%"},2.51,2.51,{"v":0,"d":"0.00"},{"v":0,"d":"0.0000%"},{"v":0,"d":"0.00"},"I","DER,ANG,CHI,CCH",30]
[436,"A8.6.2.4",null,"A73007","Mepilex Border E.M.","7,5 x 8,5 cm, á 10 ks","MNC","SE","ks",{"v":0.1,"d":"10.00%"},2.52,2.52,{"v":0,"d":"0.00"},{"v":0,"d":"0.0000%"},{"v":0,"d":"0.00"},"I","DER,ANG,CHI,CCH",30]
[437,"A8.6.2.4",null,"A91958","Askina®DresSil Border","rozmery: 7,5x7,5cm vonkajší; 4,5x4,5cm vnútorný","BME","IE","ks",{"v":0.1,"d":"10.00%"},2.56,2.56,{"v":0,"d":"0.00"},{"v":0,"d":"0.0000%"},{"v":0,"d":"0.00"},"I","DER,ANG,CHI,CCH",30059010]
[438,"A8.6.2.4",null,"A92912","Krytie polyuretánové hydrocelulárne Allevyn Gentle Border Lite","adhez., so silikón.gélom na chronické rany; 7,5x7,5cm, á 10ks","SND","GB","ks",{"v":0.1,"d":"10.00%"},3.26,3.26,{"v":0,"d":"0.00"},{"v":0,"d":"0.0000%"},{"v":0,"d":"0.00"},"I","DER,ANG,CHI,CCH",30]
[439,"A8.6.2.4","Z","A72998","Mepilex Border","7,5x 8,5 cm, á 5 ks","MNC","SE","ks",{"v":0.1,"d":"10.00%"},3.37,3.37,{"v":0,"d":"0.00"},{"v":0,"d":"0.0000%"},{"v":0,"d":"0.00"},"I","DER,ANG,CHI,CCH",30]
[440,"A8.6.2.4",null,"A88254","Mepilex Border Ag","10x10 cm, á 5 ks","MNC","SE","ks",{"v":0.1,"d":"10.00%"},9.91,7.03,2.88,{"v":0.290616,"d":"29.0616%"},{"v":0,"d":"0.00"},"S","DER,ANG,CHI,CCH",30]
[441,{"$nulls":3},"A8.6.2.5 Obväz polyuretánový","lepivý do 100 cm2 vrátane",{"$nulls":10},0.067,"1cm2 aktívnej plochy"]
[442,"A8.6.2.5",null,"A96423","Foam Lite ConvaTec penové krytie","silikónové, 10x10 cm, á 10 ks","CNV","GB","ks",{"v":0.1,"d":"10.00%"},{"v":4,"d":"4.00"},{"v":4,"d":"4.00"},{"v":0,"d":"0.00"},{"v":0,"d":"0.0000%"},{"v":0,"d":"0.00"},"I","DER,ANG,CHI,CCH",30051000]
[443,"A8.6.2.5",null,"A96421","Foam Lite ConvaTec penové krytie","silikónové, 5,5x12 cm, á 10 ks","CNV","GB","ks",{"v":0.1,"d":"10.00%"},2.97,2.97,{"v":0,"d":"0.00"},{"v":0,"d":"0.0000%"},{"v":0,"d":"0.00"},"I","DER,ANG,CHI,CCH",30051000]
[444,"A8.6.2.5",null,"A96422","Foam Lite ConvaTec penové krytie","silikónové, 8x8 cm, á 10 ks","CNV","GB","ks",{"v":0.1,"d":"10.00%"},{"v":3,"d":"3.00"},{"v":3,"d":"3.00"},{"v":0,"d":"0.00"},{"v":0,"d":"0.0000%"},{"v":0,"d":"0.00"},"I","DER,ANG,CHI,CCH",30051000]
[445,"A8.6.2.5",null,"A92908","Krytie polyuretánové hydrocelulárne Allevyn Gentle Border","adhez., so silikón.gélom na chronické rany; 12,5x12,5 cm, á 10ks","SND","GB","ks",{"v":0.1,"d":"10.00%"},4.82,4.82,{"v":0,"d":"0.00"},{"v":0,"d":"0.0000%"},{"v":0,"d":"0.00"},"I","DER,ANG,CHI,CCH",30]
[446,"A8.6.2.5",null,"A92915","Krytie polyuretánové hydrocelulárne Allevyn Gentle Border Lite","adhez., so silikón.gélom na chronické rany; 8x15 cm, á 10ks","SND","GB","ks",{"v":0.1,"d":"10.00%"},3.35,3.35,{"v":0,"d":"0.00"},{"v":0,"d":"0.0000%"},{"v":0,"d":"0.00"},"I","DER,ANG,CHI,CCH",30]
[447,"A8.6.2.5",null,"A98386","Krytie na rany silikónové Mepilex Border Flex","10 x 10 cm","MNC","SE","ks",{"v":0.1,"d":"10.00%"},4.95,4.95,{"v":0,"d":"0.00"},{"v":0,"d":"0.0000%"},{"v":0,"d":"0.00"},"I","DER,ANG,CHI,CCH",30]
[448,"A8.6.2.5",null,"A68039","PermaFoam Comfort","15 x 15 cm, á 5 ks","HAR","DE","ks",{"v":0.1,"d":"10.00%"},6.02,6.02,{"v":0,"d":"0.00"},{"v":0,"d":"0.0000%"},{"v":0,"d":"0.00"},"I","DER,ANG,CHI,CCH",30]
[449,"A8.6.2.5",null,"A92913","Krytie polyuretánové hydrocelulárne Allevyn Gentle Border Lite","adhez., so silikón.gélom na chronické rany; 10x10 cm, á 10ks","SND","GB","ks",{"v":0.1,"d":"10.00%"},3.72,3.72,{"v":0,"d":"0.00"},{"v":0,"d":"0.0000%"},{"v":0,"d":"0.00"},"I","DER,ANG,CHI,CCH",30]
[450,"A8.6.2.5",null,"A92921","Krytie polyuretánové hydrocelulárne Allevyn Life","adhez., so silikón. gélom na chronické rany; 12,9x12,9 cm, á 10 ks","SND","GB","ks",{"v":0.1,"d":"10.00%"},3.85,3.85,{"v":0,"d":"0.00"},{"v":0,"d":"0.0000%"},{"v":0,"d":"0.00"},"I","DER,ANG,CHI,CCH",30]
[451,"A8.6.2.5",null,"A86999","Obväz na ranu Allevyn Ag Gentle Border","adhezív.polyuretanová pena, 12,5x12,5 cm; á 10 ks","SND","GB","ks",{"v":0.1,"d":"10.00%"},6.69,6.69,{"v":0,"d":"0.00"},{"v":0,"d":"0.0000%"},{"v":0,"d":"0.00"},"I","DER,ANG,CHI,CCH",30]
[452,"A8.6.2.5",null,"A73000","Mepilex Border","12,5x 12,5 cm, á 5 ks","MNC","SE","ks",{"v":0.1,"d":"10.00%"},4.84,4.84,{"v":0,"d":"0.00"},{"v":0,"d":"0.0000%"},{"v":0,"d":"0.00"},"I","DER,ANG,CHI,CCH",30]
[453,"A8.6.2.5",null,"A73011","Mepilex Border E.M.","12,5 x 12,5 cm, á 10 ks","MNC","SE","ks",{"v":0.1,"d":"10.00%"},4.84,4.84,{"v":0,"d":"0.00"},{"v":0,"d":"0.0000%"},{"v":0,"d":"0.00"},"I","DER,ANG,CHI,CCH",30]
[454,"A8.6.2.5","Z","A68038","PermaFoam Comfort","10 x 20 cm, á 5 ks","HAR","DE","ks",{"v":0.1,"d":"10.00%"},4.69,4.69,{"v":0,"d":"0.00"},{"v":0,"d":"0.0000%"},{"v":0,"d":"0.00"},"I","DER,ANG,CHI,CCH",30]
[455,{"$nulls":3},"A8.6.2.6 Obväz polyuretánový","lepivý nad 100 cm2",{"$nulls":10},0.057,"1cm2 aktívnej plochy"]
[456,"A8.6.2.6",null,"A84093","Vellafilm","15x20cm, á 10ks","AVS","GB","ks",{"v":0.1,"d":"10.00%"},5.54,5.54,{"v":0,"d":"0.00"},{"v":0,"d":"0.0000%"},{"v":0,"d":"0.00"},"I","DER,ANG,CHI,CCH",3005100]
[457,"A8.6.2.6",null,"A96424","Foam Lite ConvaTec penové krytie","silikónové, 15x15 cm, á 10 ks","CNV","GB","ks",{"v":0.1,"d":"10.00%"},6.49,6.49,{"v":0,"d":"0.00"},{"v":0,"d":"0.0000%"},{"v":0,"d":"0.00"},"I","DER,ANG,CHI,CCH",30051000]
[458,"A8.6.2.6",null,"A92909","Krytie polyuretánové hydrocelulárne Allevyn Gentle Border","adhez., so silikón.gélom na chronické rany; 17,5x17,5 cm, á 10ks","SND","GB","ks",{"v":0.1,"d":"10.00%"},6.86,6.86,{"v":0,"d":"0.00"},{"v":0,"d":"0.0000%"},{"v":0,"d":"0.00"},"I","DER,ANG,CHI,CCH",30]
[459,"A8.6.2.6",null,"A92917","Krytie polyuretánové hydrocelulárne Allevyn Gentle Border Heel","adhez., so silikón.gélom na chronické rany; 23x23,2 cm, á 5 ks","SND","GB","ks",{"v":0.1,"d":"10.00%"},12.55,12.55,{"v":0,"d":"0.00"},{"v":0,"d":"0.0000%"},{"v":0,"d":"0.00"},"I","DER,ANG,CHI,CCH",30]
[460,"A8.6.2.6",null,"A94580","Askina DresSil Heel","18,9x18,5cm, s lepivým okrajom 22x21,6cm","BME","IE","ks",{"v":0.1,"d":"10.00%"},7.46,7.46,{"v":0,"d":"0.00"},{"v":0,"d":"0.0000%"},{"v":0,"d":"0.00"},"I","DER,ANG,CHI,CCH",30059010]
[461,"A8.6.2.6",null,"A84092","Vellafilm","12x12cm, á 10 ks","AVS","GB","ks",{"v":0.1,"d":"10.00%"},4.98,4.98,{"v":0,"d":"0.00"},{"v":0,"d":"0.0000%"},{"v":0,"d":"0.00"},"I","DER,ANG,CHI,CCH",3005100]
[462,"A8.6.2.6",null,"A94579","Askina DresSil Sacrum","13x14,5cm s lepivým okrajom 16x17,5cm","BME","IE","ks",{"v":0.1,"d":"10.00%"},5.65,5.65,{"v":0,"d":"0.00"},{"v":0,"d":"0.0000%"},{"v":0,"d":"0.00"},"I","DER,ANG,CHI,CCH",30059010]
[463,"A8.6.2.6",null,"A92916","Krytie polyuretánové hydrocelulárne Allevyn Gentle Border Lite","so silikón. gélom na chronické rany; 15x15cm, á 10ks","SND","GB","ks",{"v":0.1,"d":"10.00%"},6.78,6.78,{"v":0,"d":"0.00"},{"v":0,"d":"0.0000%"},{"v":0,"d":"0.00"},"I","DER,ANG,CHI,CCH",30]
[464,"A8.6.2.6",null,"A79778","Mepilex Border Sacrum","23 x 23 cm, á 5 ks","MNC","SE","ks",{"v":0.1,"d":"10.00%"},11.89,11.89,{"v":0,"d":"0.00"},{"v":0,"d":"0.0000%"},{"v":0,"d":"0.00"},"I","DER,ANG,CHI,CCH",30]
[465,"A8.6.2.6",null,"A92923","Krytie polyuretánové hydrocelulárne Allevyn Life","adhez., so silikón. gélom na chronické rany; 21x21 cm, á 10 ks","SND","GB","ks",{"v":0.1,"d":"10.00%"},11.95,11.95,{"v":0,"d":"0.00"},{"v":0,"d":"0.0000%"},{"v":0,"d":"0.00"},"I","DER,ANG,CHI,CCH",30]
[466,"A8.6.2.6",null,"A73004","Mepilex Border","17,5x 23 cm, á 5 ks","MNC","SE","ks",{"v":0.1,"d":"10.00%"},9.54,9.54,{"v":0,"d":"0.00"},{"v":0,"d":"0.0000%"},{"v":0,"d":"0.00"},"I","DER,ANG,CHI,CCH",30]
[467,"A8.6.2.6",null,"A98389","Krytie na rany silikónové Mepilex Border Flex","15 x 20 cm","MNC","SE","ks",{"v":0.1,"d":"10.00%"},9.58,9.58,{"v":0,"d":"0.00"},{"v":0,"d":"0.0000%"},{"v":0,"d":"0.00"},"I","DER,ANG,CHI,CCH",30]
[468,"A8.6.2.6",null,"A98388","Krytie na rany silikónové Mepilex Border Flex","15 x 15 cm","MNC","SE","ks",{"v":0.1,"d":"10.00%"},6.59,6.59,{"v":0,"d":"0.00"},{"v":0,"d":"0.0000%"},{"v":0,"d":"0.00"},"I","DER,ANG,CHI,CCH",30]
[469,"A8.6.2.6",null,"A92922","Krytie polyuretánové hydrocelulárne Allevyn Life","adhez., so silikón. gélom na chronické rany; 15,4x15,4cm, á 10 ks","SND","GB","ks",{"v":0.1,"d":"10.00%"},{"v":5.9,"d":"5.90"},{"v":5.9,"d":"5.90"},{"v":0,"d":"0.00"},{"v":0,"d":"0.0000%"},{"v":0,"d":"0.00"},"I","DER,ANG,CHI,CCH",30]
[470,"A8.6.2.6",null,"A92918","Krytie polyuretánové hydrocelulárne Allevyn Gentle Border Sacrum","adhez., so silikón. gélom na chronické rany; 16,8x17,1 cm, á 10 ks","SND","GB","ks",{"v":0.1,"d":"10.00%"},7.85,7.85,{"v":0,"d":"0.00"},{"v":0,"d":"0.0000%"},{"v":0,"d":"0.00"},"I","DER,ANG,CHI,CCH",30]
[471,"A8.6.2.6",null,"A79777","Mepilex Border Sacrum","20 x 20 cm, á 10 ks","MNC","SE","ks",{"v":0.1,"d":"10.00%"},9.23,9.23,{"v":0,"d":"0.00"},{"v":0,"d":"0.0000%"},{"v":0,"d":"0.00"},"I","DER,ANG,CHI,CCH",30]
[472,"A8.6.2.6",null,"A87000","Obväz na ranu Allevyn Ag Gentle Border","adhezív.polyuretanová pena, 17,5x17,5 cm; á 10 ks","SND","GB","ks",{"v":0.1,"d":"10.00%"},12.83,12.83,{"v":0,"d":"0.00"},{"v":0,"d":"0.0000%"},{"v":0,"d":"0.00"},"I","DER,ANG,CHI,CCH",30]
[473,"A8.6.2.6",null,"A73002","Mepilex Border","17,5 x 17,5 cm, á 5 ks","MNC","SE","ks",{"v":0.1,"d":"10.00%"},{"v":6.9,"d":"6.90"},{"v":6.9,"d":"6.90"},{"v":0,"d":"0.00"},{"v":0,"d":"0.0000%"},{"v":0,"d":"0.00"},"I","DER,ANG,CHI,CCH",30]
[474,"A8.6.2.6","Z","A73013","Mepilex Border E.M.","17,5 x 17,5 cm, á 10 ks","MNC","SE","ks",{"v":0.1,"d":"10.00%"},{"v":6.9,"d":"6.90"},{"v":6.9,"d":"6.90"},{"v":0,"d":"0.00"},{"v":0,"d":"0.0000%"},{"v":0,"d":"0.00"},"I","DER,ANG,CHI,CCH",30]
[475,"A8.6.2.6",null,"A79776","Mepilex Border Sacrum","18 x 18 cm, á 5 ks","MNC","SE","ks",{"v":0.1,"d":"10.00%"},8.07,6.84,1.23,{"v":0.152416,"d":"15.2416%"},{"v":0,"d":"0.00"},"S","DER,ANG,CHI,CCH",30]
[476,{"$nulls":3},"A8.7 Polyakrylátové krytie na autolytické čistenie rán"]
[477,{"$nulls":3},"A8.7.2 Polyakrylátové krytie na  autolytické čistenie rán","do 100 cm 2 vrátane",{"$nulls":10},0.0676,"1cm2"]
[478,"A8.7.2",null,"A92474","HydroClean cavity - vankúšik na rany","štvorec 10 x 10 cm","PHR","DE","ks",{"v":0.1,"d":"10.00%"},5.36,5.36,{"v":0,"d":"0.00"},{"v":0,"d":"0.0000%"},{"v":0,"d":"0.00"},"I","ANG, CCH, CHI, DER",30059099]
[479,"A8.7.2",null,"A92473","HydroClean cavity - vankúšik na rany","štvorec 7,5 x 7,5 cm","PHR","DE","ks",{"v":0.1,"d":"10.00%"},3.79,3.79,{"v":0,"d":"0.00"},{"v":0,"d":"0.0000%"},{"v":0,"d":"0.00"},"I","ANG, CCH, CHI, DER",30059099]
[480,"A8.7.2",null,"A92468","HydroClean Advance - vankúšik na rany","štvorec 7,5 x 7,5 cm","PHR","DE","ks",{"v":0.1,"d":"10.00%"},{"v":3.8,"d":"3.80"},{"v":3.8,"d":"3.80"},{"v":0,"d":"0.00"},{"v":0,"d":"0.0000%"},{"v":0,"d":"0.00"},"I","ANG, CCH, CHI, DER",30059099]
[481,"A8.7.2","Z","A92469","HydroClean Advance - vankúšik na rany","štvorec 10 x 10 cm","PHR","DE","ks",{"v":0.1,"d":"10.00%"},6.76,6.76,{"v":0,"d":"0.00"},{"v":0,"d":"0.0000%"},{"v":0,"d":"0.00"},"I","ANG, CCH, CHI, DER",30059099]
[482,{"$nulls":3},"A8.7.4 Polyakrylátové krytie na  autolytické čistenie rán","tvarované",{"$nulls":10},3.76,"ks"]
[483,"A8.7.4",null,"A92472","HydroClean cavity - vankúšik na rany","ovál 4 x 7 cm","PHR","DE","ks",{"v":0.1,"d":"10.00%"},2.68,2.68,{"v":0,"d":"0.00"},{"v":0,"d":"0.0000%"},{"v":0,"d":"0.00"},"I","DER,ANG,CHI,CCH",30059099]
[484,"A8.7.4",null,"A92465","HydroClean Advance - vankúšik na rany","kruh, priemer 4cm","PHR","DE","ks",{"v":0.1,"d":"10.00%"},2.76,2.76,{"v":0,"d":"0.00"},{"v":0,"d":"0.0000%"},{"v":0,"d":"0.00"},"I","DER,ANG,CHI,CCH",30059099]
[485,"A8.7.4",null,"A92470","HydroClean cavity - vankúšik na rany","kruh, priemer 4 cm","PHR","DE","ks",{"v":0.1,"d":"10.00%"},2.76,2.76,{"v":0,"d":"0.00"},{"v":0,"d":"0.0000%"},{"v":0,"d":"0.00"},"I","DER,ANG,CHI,CCH",30059099]
[486,"A8.7.4",null,"A92471","HydroClean cavity - vankúšik na rany","kruh, priemer 5,5 cm","PHR","DE","ks",{"v":0.1,"d":"10.00%"},2.98,2.98,{"v":0,"d":"0.00"},{"v":0,"d":"0.0000%"},{"v":0,"d":"0.00"},"I","DER,ANG,CHI,CCH",30059099]
[487,"A8.7.4",null,"A92467","HydroClean Advance - vankúšik na rany","ovál 4 x 8 cm","PHR","DE","ks",{"v":0.1,"d":"10.00%"},3.38,3.38,{"v":0,"d":"0.00"},{"v":0,"d":"0.0000%"},{"v":0,"d":"0.00"},"I","DER,ANG,CHI,CCH",30059099]
[488,"A8.7.4","Z","A92466","HydroClean Advance - vankúšik na rany","kruh, priemer 5,5 cm","PHR","DE","ks",{"v":0.1,"d":"10.00%"},3.76,3.76,{"v":0,"d":"0.00"},{"v":0,"d":"0.0000%"},{"v":0,"d":"0.00"},"I","DER,ANG,CHI,CCH",30059099]
[489,{"$nulls":3},"A8.8 Mastný tyl sterilný"]
[490,{"$nulls":3},"A8.8.1 Mastný tyl sterilný","do 50 cm2 vrátane",{"$nulls":10},0.018,"1cm2"]
[491,"A8.8.1",null,"A84121","JELONET","5x5 cm á 50 ks","SND","GB","ks",{"v":0.1,"d":"10.00%"},0.22,0.22,{"v":0,"d":"0.00"},{"v":0,"d":"0.0000%"},{"v":0,"d":"0.00"},"I","DER,ANG,CHI,CCH,PCH",30]
[492,"A8.8.1",null,"A17415","Atrauman","5 x 5 cm, á 10 ks","HAR","DE","ks",{"v":0.1,"d":"10.00%"},0.45,0.45,{"v":0,"d":"0.00"},{"v":0,"d":"0.0000%"},{"v":0,"d":"0.00"},"I","DER,ANG,CHI,CCH,PCH",30]
[493,"A8.8.1","Z","A69445","Atrauman Ag","5 x 5 cm, á 3 ks","HAR","DE","ks",{"v":0.1,"d":"10.00%"},0.45,0.45,{"v":0,"d":"0.00"},{"v":0,"d":"0.0000%"},{"v":0,"d":"0.00"},"I","DER,ANG,CHI,CCH,PCH",30]
[494,{"$nulls":3},"A8.8.2 Mastný tyl sterilný","do 100 cm2 vrátane",{"$nulls":10},0.0039,"1cm2"]
[495,"A8.8.2",null,"A38870","Grassolind Neutral","10 x 10 cm, á 10 ks","HAR","DE","ks",{"v":0.1,"d":"10.00%"},0.28,0.28,{"v":0,"d":"0.00"},{"v":0,"d":"0.0000%"},{"v":0,"d":"0.00"},"I","DER,ANG,CHI,CCH,PCH",30]
[496,"A8.8.2",null,"A17418","Grassolind Neutral","7,5 x 10 cm, á 10 ks","HAR","DE","ks",{"v":0.1,"d":"10.00%"},0.28,0.28,{"v":0,"d":"0.00"},{"v":0,"d":"0.0000%"},{"v":0,"d":"0.00"},"I","DER,ANG,CHI,CCH,PCH",30]
[497,"A8.8.2",null,"A84122","JELONET","10x10 cm á 100 ks","SND","GB","ks",{"v":0.1,"d":"10.00%"},0.38,0.38,{"v":0,"d":"0.00"},{"v":0,"d":"0.0000%"},{"v":0,"d":"0.00"},"I","DER,ANG,CHI,CCH,PCH",30]
[498,"A8.8.2","Z","A94360","Krytie na rany Bactigras, sterilné tylové","s chlórhexidín acetátom; 10x10cm, á 10 ks","SND","GB","ks",{"v":0.1,"d":"10.00%"},0.38,0.38,{"v":0,"d":"0.00"},{"v":0,"d":"0.0000%"},{"v":0,"d":"0.00"},"I","DER,ANG,CHI,CCH,PCH",30]
[499,"A8.8.2",null,"A95811","Krytie na rany mastné sterilné Jelonet","10x10cm, á 10 ks","SND","GB","ks",{"v":0.1,"d":"10.00%"},0.42,0.39,0.03,{"v":0.071429,"d":"7.1429%"},{"v":0,"d":"0.00"},"S","DER,ANG,CHI,CCH,PCH",30]
[500,"A8.8.2",null,"A83299","Mastný tyl Curity","8x8cm obj.kod 6112","KEN","US","ks",{"v":0.1,"d":"10.00%"},{"v":0.4,"d":"0.40"},0.25,0.15,{"v":0.375,"d":"37.5000%"},{"v":0,"d":"0.00"},"S","DER,ANG,CHI,CCH,PCH",30059031]
[501,"A8.8.2",null,"A17416","Atrauman","7,5 x 10 cm, á 10 ks","HAR","DE","ks",{"v":0.1,"d":"10.00%"},0.67,0.29,0.38,{"v":0.567164,"d":"56.7164%"},{"v":0,"d":"0.00"},"S","DER,ANG,CHI,CCH,PCH",30]
[502,"A8.8.2",null,"A69447","Atrauman Ag","10 x 10 cm, á 3 ks","HAR","DE","ks",{"v":0.1,"d":"10.00%"},2.53,0.39,2.14,{"v":0.84585,"d":"84.5850%"},{"v":0,"d":"0.00"},"S","DER,ANG,CHI,CCH,PCH",30]
[503,{"$nulls":3},"A8.8.3 Mastný tyl sterilný","nad 100 cm2",{"$nulls":10},0.003,"1cm2"]
[504,"A8.8.3",null,"A94363","Krytie na rany Bactigras, sterilné tylové","s chlórhexidín acetátom; 15x20cm, á 10 ks","SND","GB","ks",{"v":0.1,"d":"10.00%"},{"v":0.9,"d":"0.90"},{"v":0.9,"d":"0.90"},{"v":0,"d":"0.00"},{"v":0,"d":"0.0000%"},{"v":0,"d":"0.00"},"I","DER,ANG,CHI,CCH,PCH",30]
[505,"A8.8.3","Z","A83301","Mastný tyl Curity","7,5 x 40cm","KEN","US","ks",{"v":0.1,"d":"10.00%"},{"v":0.9,"d":"0.90"},{"v":0.9,"d":"0.90"},{"v":0,"d":"0.00"},{"v":0,"d":"0.0000%"},{"v":0,"d":"0.00"},"I","DER,ANG,CHI,CCH,PCH",30059031]
[506,"A8.8.3",null,"A94354","Krytie na rany CUTICERIN","s euceritom, priľnavé, sterilné; 7,5x20cm, á 50 ks","SND","GB","ks",{"v":0.1,"d":"10.00%"},0.67,0.45,0.22,{"v":0.328358,"d":"32.8358%"},{"v":0,"d":"0.00"},"S","DER,ANG,CHI,CCH,PCH",30]
[507,"A8.8.3",null,"A83300","Mastný tyl Curity","7,5 x 20cm","KEN","US","ks",{"v":0.1,"d":"10.00%"},0.67,0.45,0.22,{"v":0.328358,"d":"32.8358%"},{"v":0,"d":"0.00"},"S","DER,ANG,CHI,CCH,PCH",30059031]
[508,"A8.8.3",null,"A69449","Atrauman Ag","10 x 20 cm, á 3 ks","HAR","DE","ks",{"v":0.1,"d":"10.00%"},5.35,{"v":0.6,"d":"0.60"},4.75,{"v":0.8878499999999999,"d":"88.7850%"},{"v":0,"d":"0.00"},"S","DER,ANG,CHI,CCH,PCH",30]
[509,{"$nulls":3},"A8.9 Obväz hydrovláknitý"]
[510,{"$nulls":3},"A8.9.1 Obväz hydrovláknitý","do 50 cm2 vrátane",{"$nulls":10},0.0426,"1cm2"]
[511,"A8.9.1","Z","A89369","Krytie na rany Aquacel Extra","so spevneným vláknom 5x5 cm","CNV","GB","ks",{"v":0.1,"d":"10.00%"},1.06,1.06,{"v":0,"d":"0.00"},{"v":0,"d":"0.0000%"},{"v":0,"d":"0.00"},"I","DER,ANG,CHI,CCH",30]
[512,"A8.9.1",null,"A71035","Aquacel Ag Hydrofiber","5x5 cm, á 10 ks","CNV","GB","ks",{"v":0.1,"d":"10.00%"},1.58,1.07,0.51,{"v":0.322785,"d":"32.2785%"},{"v":0,"d":"0.00"},"S","DER,ANG,CHI,CCH",30]
[513,{"$nulls":3},"A8.9.2 Obväz hydrovláknitý","do 100 cm2 vrátane",{"$nulls":10},0.0429,"1cm2"]
[514,"A8.9.2",null,"A65573","Obväz na rany Aquacel Hydrofiber","2x45cm, á 5 ks","CNV","GB","ks",{"v":0.1,"d":"10.00%"},2.84,2.84,{"v":0,"d":"0.00"},{"v":0,"d":"0.0000%"},{"v":0,"d":"0.00"},"I","DER,ANG,CHI,CCH",30]
[515,"A8.9.2",null,"A89401","Aquacel Extra","10x10 cm","CNV","GB","ks",{"v":0.1,"d":"10.00%"},3.39,3.39,{"v":0,"d":"0.00"},{"v":0,"d":"0.0000%"},{"v":0,"d":"0.00"},"I","DER,ANG,CHI,CCH",30]
[516,"A8.9.2",null,"A95529","Krytie na rany DURAFIBER","hydrovláknité, 10x10 cm, á 10 ks","SND","GB","ks",{"v":0.1,"d":"10.00%"},3.91,3.91,{"v":0,"d":"0.00"},{"v":0,"d":"0.0000%"},{"v":0,"d":"0.00"},"I","DER,ANG,CHI,CCH",30]
[517,"A8.9.2",null,"A95534","Krytie na rany DURAFIBER","hydrovláknité, 4x20 cm, á 5 ks","SND","GB","ks",{"v":0.1,"d":"10.00%"},3.42,3.42,{"v":0,"d":"0.00"},{"v":0,"d":"0.0000%"},{"v":0,"d":"0.00"},"I","DER,ANG,CHI,CCH",30]
[518,"A8.9.2",null,"A95857","Exufiber","2x45 cm, á 5 ks","MNC","SE","ks",{"v":0.1,"d":"10.00%"},3.85,3.85,{"v":0,"d":"0.00"},{"v":0,"d":"0.0000%"},{"v":0,"d":"0.00"},"I","DER,ANG,CHI,CCH",30]
[519,"A8.9.2",null,"A95532","Krytie na rany DURAFIBER","hydrovláknité, 2x45 cm, á 5 ks","SND","GB","ks",{"v":0.1,"d":"10.00%"},3.85,3.85,{"v":0,"d":"0.00"},{"v":0,"d":"0.0000%"},{"v":0,"d":"0.00"},"I","DER,ANG,CHI,CCH",30]
[520,"A8.9.2",null,"A71036","Aquacel Ag Hydrofiber","10x10 cm, á 10 ks","CNV","GB","ks",{"v":0.1,"d":"10.00%"},4.29,4.29,{"v":0,"d":"0.00"},{"v":0,"d":"0.0000%"},{"v":0,"d":"0.00"},"I","DER,ANG,CHI,CCH",30]
[521,"A8.9.2",null,"A93886","Exufiber","10x10 cm, á 10 ks","MNC","SE","ks",{"v":0.1,"d":"10.00%"},4.29,4.29,{"v":0,"d":"0.00"},{"v":0,"d":"0.0000%"},{"v":0,"d":"0.00"},"I","DER,ANG,CHI,CCH",30]
[522,"A8.9.2","Z","A38378","Obväz na rany Aquacel Hydrofibre","10x10 cm, á 10 ks","CNV","GB","ks",{"v":0.1,"d":"10.00%"},4.29,4.29,{"v":0,"d":"0.00"},{"v":0,"d":"0.0000%"},{"v":0,"d":"0.00"},"I","DER,ANG,CHI,CCH",9021]
[523,{"$nulls":3},"A8.9.3 Obväz hydrovláknitý","nad 100 cm2",{"$nulls":10},0.035,"1cm2"]
[524,"A8.9.3",null,"A89402","Krytie na rany Aquacel Extra","so spevneným vláknom 15x15 cm","CNV","GB","ks",{"v":0.1,"d":"10.00%"},6.93,6.93,{"v":0,"d":"0.00"},{"v":0,"d":"0.0000%"},{"v":0,"d":"0.00"},"I","DER,ANG,CHI,CCH",30]
[525,"A8.9.3",null,"A71154","Aquacel Ag Hydrofiber","15x15 cm, á 5 ks","CNV","GB","ks",{"v":0.1,"d":"10.00%"},7.85,7.85,{"v":0,"d":"0.00"},{"v":0,"d":"0.0000%"},{"v":0,"d":"0.00"},"I","DER,ANG,CHI,CCH",30]
[526,"A8.9.3",null,"A93887","Exufiber","15x15 cm, á 10 ks","MNC","SE","ks",{"v":0.1,"d":"10.00%"},7.87,7.87,{"v":0,"d":"0.00"},{"v":0,"d":"0.0000%"},{"v":0,"d":"0.00"},"I","DER,ANG,CHI,CCH",30]
[527,"A8.9.3","Z","A93888","Exufiber","20x30 cm, á 5 ks","MNC","SE","ks",{"v":0.1,"d":"10.00%"},{"v":21,"d":"21.00"},{"v":21,"d":"21.00"},{"v":0,"d":"0.00"},{"v":0,"d":"0.0000%"},{"v":0,"d":"0.00"},"I","DER,ANG,CHI,CCH",30]
[528,"A8.9.3",null,"A95531","Krytie na rany DURAFIBER","hydrovláknité, 15x15 cm, á 5 ks","SND","GB","ks",{"v":0.1,"d":"10.00%"},7.88,7.88,{"v":0,"d":"0.00"},{"v":0,"d":"0.0000%"},{"v":0,"d":"0.00"},"I","DER,ANG,CHI,CCH",30]
[529,{"$nulls":3},"A8.10 Remodelujúci materiál"]
[530,{"$nulls":3},"A8.10.2 Remodelujúci materiál na patologické jazvy",{"$nulls":11},39.8,"ks"]
[531,"A8.10.2",null,"A96819","Gél silikónový na jazvy Rystora","15 ml","FMI","TW","ks",{"v":0.1,"d":"10.00%"},35.82,35.82,{"v":0,"d":"0.00"},{"v":0,"d":"0.0000%"},{"v":0,"d":"0.00"},"I","CHI, DER, GYN",30059099]
[532,"A8.10.2",null,"A81145","Dermatix","15 g","HMI","US","bal",{"v":0.1,"d":"10.00%"},{"v":39.8,"d":"39.80"},{"v":39.8,"d":"39.80"},{"v":0,"d":"0.00"},{"v":0,"d":"0.0000%"},{"v":0,"d":"0.00"},"I","CHI, DER, GYN",0]
[533,"A8.10.2","Z","A92180","Gél Silikónový Silkyderm","15 g","ZAK","PL","bal",{"v":0.1,"d":"10.00%"},{"v":39.8,"d":"39.80"},{"v":39.8,"d":"39.80"},{"v":0,"d":"0.00"},{"v":0,"d":"0.0000%"},{"v":0,"d":"0.00"},"I","CHI, DER, GYN",30059099]
[534,"A8.10.2",null,"A97495","Keloscar Gel","15 g","MOE","CY","bal",{"v":0.1,"d":"10.00%"},{"v":39.8,"d":"39.80"},{"v":39.8,"d":"39.80"},{"v":0,"d":"0.00"},{"v":0,"d":"0.0000%"},{"v":0,"d":"0.00"},"I","CHI, DER, GYN",30059099]
[535,{"$nulls":3},"A8.11 Lipidokoloidné krytie"]
[536,{"$nulls":3},"A8.12 Membránové krytie"]
[537,{"$nulls":3},"A8.12.1 Membránové krytie","do 50 cm2 vrátane",{"$nulls":10},0.014,"1cm2"]
[538,"A8.12.1",null,"A80931","Mepore Film","6x7 cm, á 10 ks","MNC","SE","ks",{"v":0.1,"d":"10.00%"},0.41,0.41,{"v":0,"d":"0.00"},{"v":0,"d":"0.0000%"},{"v":0,"d":"0.00"},"I","DER,ANG,CHI,CCH",30]
[539,"A8.12.1",null,"A80923","Mepore Film&Pad","5x7 cm, oválny, á 5 ks","MNC","SE","ks",{"v":0.1,"d":"10.00%"},0.37,0.37,{"v":0,"d":"0.00"},{"v":0,"d":"0.0000%"},{"v":0,"d":"0.00"},"I","DER,ANG,CHI,CCH",30]
[540,"A8.12.1",null,"A80924","Mepore Film&Pad","5x7 cm, štvorec, á 5 ks","MNC","SE","ks",{"v":0.1,"d":"10.00%"},0.37,0.37,{"v":0,"d":"0.00"},{"v":0,"d":"0.0000%"},{"v":0,"d":"0.00"},"I","DER,ANG,CHI,CCH",30]
[541,"A8.12.1",null,"A79743","Hydrofilm","6x7cm, á 10 ks","PHR","DE","ks",{"v":0.1,"d":"10.00%"},0.55,0.55,{"v":0,"d":"0.00"},{"v":0,"d":"0.0000%"},{"v":0,"d":"0.00"},"I","DER,ANG,CHI,CCH",30]
[542,"A8.12.1","Z","A39608","Suprasorb F","5x7 cm, á 10 ks","LRI","DE","ks",{"v":0.1,"d":"10.00%"},0.49,0.49,{"v":0,"d":"0.00"},{"v":0,"d":"0.0000%"},{"v":0,"d":"0.00"},"I","DER,ANG,CHI,CCH",30]
[543,"A8.12.1",null,"A80922","Mepore Film&Pad","4x5 cm, á 5 ks","MNC","SE","ks",{"v":0.1,"d":"10.00%"},0.33,0.28,0.05,{"v":0.151515,"d":"15.1515%"},{"v":0,"d":"0.00"},"S","DER,ANG,CHI,CCH",30]
[544,{"$nulls":3},"A8.12.2 Membránové krytie","do 100 cm2 vrátane",{"$nulls":10},0.0133,"1cm2"]
[545,"A8.12.2",null,"A80925","Mepore Film&Pad","9x10 cm, á 5 ks","MNC","SE","ks",{"v":0.1,"d":"10.00%"},0.58,0.58,{"v":0,"d":"0.00"},{"v":0,"d":"0.0000%"},{"v":0,"d":"0.00"},"I","DER,ANG,CHI,CCH",30]
[546,"A8.12.2","Z","A79749","Hydrofilm Plus","9x10cm, á 5 ks","PHR","DE","ks",{"v":0.1,"d":"10.00%"},{"v":1.2,"d":"1.20"},{"v":1.2,"d":"1.20"},{"v":0,"d":"0.00"},{"v":0,"d":"0.0000%"},{"v":0,"d":"0.00"},"I","DER,ANG,CHI,CCH",30]
[547,{"$nulls":3},"A8.12.3 Membránové krytie","nad 100 cm2",{"$nulls":10},0.0107,"1cm2"]
[548,"A8.12.3",null,"A80926","Mepore Film&Pad","9x15 cm, á 5 ks","MNC","SE","ks",{"v":0.1,"d":"10.00%"},0.87,0.87,{"v":0,"d":"0.00"},{"v":0,"d":"0.0000%"},{"v":0,"d":"0.00"},"I","DER,ANG,CHI,CCH",30]
[549,"A8.12.3",null,"A39610","Suprasorb F","10x12 cm, á 10 ks","LRI","DE","ks",{"v":0.1,"d":"10.00%"},0.82,0.82,{"v":0,"d":"0.00"},{"v":0,"d":"0.0000%"},{"v":0,"d":"0.00"},"I","DER,ANG,CHI,CCH",30]
[550,"A8.12.3",null,"A79744","Hydrofilm","10x12,5cm, á 10 ks","PHR","DE","ks",{"v":0.1,"d":"10.00%"},1.08,1.08,{"v":0,"d":"0.00"},{"v":0,"d":"0.0000%"},{"v":0,"d":"0.00"},"I","DER,ANG,CHI,CCH",30]
[551,"A8.12.3",null,"A95576","Krytie na rany Opsite Flexigrid","transparentné, sterilné, 15x20 cm, á 10ks","SND","GB","ks",{"v":0.1,"d":"10.00%"},{"v":3.1,"d":"3.10"},{"v":3.1,"d":"3.10"},{"v":0,"d":"0.00"},{"v":0,"d":"0.0000%"},{"v":0,"d":"0.00"},"I","DER,ANG,CHI,CCH",30]
[552,"A8.12.3",null,"A95577","Krytie na rany Opsite Flexigrid","transparentné, sterilné, 12x25 cm, á 20ks","SND","GB","ks",{"v":0.1,"d":"10.00%"},{"v":3.1,"d":"3.10"},{"v":3.1,"d":"3.10"},{"v":0,"d":"0.00"},{"v":0,"d":"0.0000%"},{"v":0,"d":"0.00"},"I","DER,ANG,CHI,CCH",30]
[553,"A8.12.3",null,"A95574","Krytie na rany Opsite Flexigrid","transparentné, sterilné, 10x12 cm, á 10ks","SND","GB","ks",{"v":0.1,"d":"10.00%"},1.25,1.25,{"v":0,"d":"0.00"},{"v":0,"d":"0.0000%"},{"v":0,"d":"0.00"},"I","DER,ANG,CHI,CCH",30]
[554,"A8.12.3","Z","A79750","Hydrofilm Plus","9x15 cm, á 5 ks","PHR","DE","ks",{"v":0.1,"d":"10.00%"},1.44,1.44,{"v":0,"d":"0.00"},{"v":0,"d":"0.0000%"},{"v":0,"d":"0.00"},"I","DER,ANG,CHI,CCH",30]
[555,"A8.12.3",null,"A92167","Mepitel Film","10 x 12 cm","MNC","SE","ks",{"v":0.1,"d":"10.00%"},5.36,1.28,4.08,{"v":0.761194,"d":"76.1194%"},{"v":0,"d":"0.00"},"S","DER,ANG,CHI,CCH",30]
[556,{"$nulls":3},"A8.13 Ostatné pomôcky na liečbu rán"]
[557,{"$nulls":3},"A8.13.1 Superabsorbent vysoko savý"]
[558,{"$nulls":3},"A8.13.1.1 Superabsorbent, vysoko savý","savosť nad 1ml/cm2 do 100 cm2 vrátane",{"$nulls":10},0.0594,"1cm2"]
[559,"A8.13.1.1",null,"A0330A","Krytie na rany superabsorpčné ConvaMax","adhezívne 10x10 cm/10ks","HUZ","CN","ks",{"v":0.1,"d":"10.00%"},2.46,2.46,{"v":0,"d":"0.00"},{"v":0,"d":"0.0000%"},{"v":0,"d":"0.00"},"I","DER,ANG,CHI,CCH",30051000]
[560,"A8.13.1.1",null,"A0334A","Krytie na rany superabsorpčné ConvaMax","neadhezívne 10x10 cm/10ks","HUZ","CN","ks",{"v":0.1,"d":"10.00%"},2.46,2.46,{"v":0,"d":"0.00"},{"v":0,"d":"0.0000%"},{"v":0,"d":"0.00"},"I","DER,ANG,CHI,CCH",30059099]
[561,"A8.13.1.1",null,"A89896","Zetuvit Plus","sterilný, 10x10 cm / 10ks","HAR","DE","ks",{"v":0.1,"d":"10.00%"},2.47,2.47,{"v":0,"d":"0.00"},{"v":0,"d":"0.0000%"},{"v":0,"d":"0.00"},"I","DER,ANG,CHI,CCH",30059099]
[562,"A8.13.1.1",null,"A70029","Cutimed Sorbion Sachet S krytie na rany","7,5x7,5 cm, á 10 ks, hydroaktívne krytie na rany","BSL","DE","ks",{"v":0.1,"d":"10.00%"},2.49,2.49,{"v":0,"d":"0.00"},{"v":0,"d":"0.0000%"},{"v":0,"d":"0.00"},"I","DER,ANG,CHI,CCH",3005]
[563,"A8.13.1.1","Z","A91639","Cutimed Sorbion sachet S krytie na rany","10x10 cm, á 10 ks, hydroaktívne krytie na rany","BSL","DE","ks",{"v":0.1,"d":"10.00%"},4.59,4.59,{"v":0,"d":"0.00"},{"v":0,"d":"0.0000%"},{"v":0,"d":"0.00"},"I","DER,ANG,CHI,CCH",3005]
[564,"A8.13.1.1",null,"A85746","Curea P1","10x10 cm, á 50 ks","MBP","DE","ks",{"v":0.1,"d":"10.00%"},5.82,5.82,{"v":0,"d":"0.00"},{"v":0,"d":"0.0000%"},{"v":0,"d":"0.00"},"I","DER,ANG,CHI,CCH",30059000]
[565,"A8.13.1.1",null,"A99487","Kompres Zetuvit Plus Silicone sterilný","8 x 8 cm / 10 ks","PHR","D","ks",{"v":0.1,"d":"10.00%"},3.74,3.74,{"v":0,"d":"0.00"},{"v":0,"d":"0.0000%"},{"v":0,"d":"0.00"},"I","DER,ANG,CHI,CCH",30051000]
[566,"A8.13.1.1",null,"A99061","Krytie na rany hydroaktívne Cutimed Sorbion Sachet Extra","s vysoko absorbčným jadrom; 7,5x7,5cm","BSL","DE","ks",{"v":0.1,"d":"10.00%"},3.34,3.34,{"v":0,"d":"0.00"},{"v":0,"d":"0.0000%"},{"v":0,"d":"0.00"},"I","DER,ANG,CHI,CCH",3005]
[567,"A8.13.1.1",null,"A84286","EclypseTM","10 x 10cm, á 20 ks","AVS","GB","ks",{"v":0.1,"d":"10.00%"},5.94,5.94,{"v":0,"d":"0.00"},{"v":0,"d":"0.0000%"},{"v":0,"d":"0.00"},"I","DER,ANG,CHI,CCH",30059051]
[568,"A8.13.1.1",null,"A99062","Krytie na rany hydroaktívne Cutimed Sorbion Sachet Extra","s vysoko absorbčným jadrom; 10x10cm","BSL","DE","ks",{"v":0.1,"d":"10.00%"},5.94,5.94,{"v":0,"d":"0.00"},{"v":0,"d":"0.0000%"},{"v":0,"d":"0.00"},"I","DER,ANG,CHI,CCH",3005]
[569,"A8.13.1.1",null,"A99060","Krytie na rany hydroaktívne Cutimed Sorbion Sachet Extra","s vysoko absorbčným jadrom; 5x5cm","BSL","DE","ks",{"v":0.1,"d":"10.00%"},2.55,1.49,1.06,{"v":0.41568600000000006,"d":"41.5686%"},{"v":0,"d":"0.00"},"S","DER,ANG,CHI,CCH",3005]
[570,"A8.13.1.1",null,"A97549","Krytie superabsorpčné DryMax EXTRA SOFT","10x10 cm","AAB","SE","ks",{"v":0.1,"d":"10.00%"},2.44,0.49,1.95,{"v":0.7991800000000001,"d":"79.9180%"},{"v":0,"d":"0.00"},"S","DER,ANG,CHI,CCH",30059000]
[571,{"$nulls":3},"A8.13.1.2 Superabsorbent, vysoko savý","savosť nad 1ml/cm2 nad 100 cm2",{"$nulls":10},0.0422,"1cm2"]
[572,"A8.13.1.2",null,"A89899","Zetuvit Plus","sterilný, 20x25 cm / 10ks","HAR","DE","ks",{"v":0.1,"d":"10.00%"},6.53,6.53,{"v":0,"d":"0.00"},{"v":0,"d":"0.0000%"},{"v":0,"d":"0.00"},"I","ANG, CCH, CHI, DER",30059099]
[573,"A8.13.1.2",null,"A81169","Vliwasorb steril","20x20 cm, á 10 ks","LRI","DE","ks",{"v":0.1,"d":"10.00%"},5.86,5.86,{"v":0,"d":"0.00"},{"v":0,"d":"0.0000%"},{"v":0,"d":"0.00"},"I","ANG, CCH, CHI, DER",30]
[574,"A8.13.1.2",null,"A96931","Obväz Mextra Superabsorbent","17,5x22,5cm, á 10 ks","MNC","SE","ks",{"v":0.1,"d":"10.00%"},5.95,5.95,{"v":0,"d":"0.00"},{"v":0,"d":"0.0000%"},{"v":0,"d":"0.00"},"I","ANG, CCH, CHI, DER",30]
[575,"A8.13.1.2",null,"A96933","Obväz Mextra Superabsorbent","22,5x32,5cm, á 10 ks","MNC","SE","ks",{"v":0.1,"d":"10.00%"},11.06,11.06,{"v":0,"d":"0.00"},{"v":0,"d":"0.0000%"},{"v":0,"d":"0.00"},"I","ANG, CCH, CHI, DER",30]
[576,"A8.13.1.2",null,"A96932","Obväz Mextra Superabsorbent","22,5x27,5cm, á 10 ks","MNC","SE","ks",{"v":0.1,"d":"10.00%"},9.36,9.36,{"v":0,"d":"0.00"},{"v":0,"d":"0.0000%"},{"v":0,"d":"0.00"},"I","ANG, CCH, CHI, DER",30]
[577,"A8.13.1.2",null,"A96934","Obväz Mextra Superabsorbent","22,5x42,5cm, á10 ks","MNC","SE","ks",{"v":0.1,"d":"10.00%"},14.48,14.48,{"v":0,"d":"0.00"},{"v":0,"d":"0.0000%"},{"v":0,"d":"0.00"},"I","ANG, CCH, CHI, DER",30]
[578,"A8.13.1.2",null,"A0347A","Vliwasorb adhesive","15 x 25","LRI","DE","ks",{"v":0.1,"d":"10.00%"},5.68,5.68,{"v":0,"d":"0.00"},{"v":0,"d":"0.0000%"},{"v":0,"d":"0.00"},"I","ANG, CCH, CHI, DER",30051000]
[579,"A8.13.1.2",null,"A89898","Zetuvit Plus","sterilný, 15x20 cm / 10ks","HAR","DE","ks",{"v":0.1,"d":"10.00%"},4.55,4.55,{"v":0,"d":"0.00"},{"v":0,"d":"0.0000%"},{"v":0,"d":"0.00"},"I","ANG, CCH, CHI, DER",30059099]
[580,"A8.13.1.2",null,"A0337A","Krytie na rany superabsorpčné ConvaMax","neadhezívne 20x20 cm/10ks","HUZ","CN","ks",{"v":0.1,"d":"10.00%"},6.14,6.14,{"v":0,"d":"0.00"},{"v":0,"d":"0.0000%"},{"v":0,"d":"0.00"},"I","ANG, CCH, CHI, DER",30059099]
[581,"A8.13.1.2",null,"A0333A","Krytie na rany superabsorpčné ConvaMax","adhezívne 20x20 cm/10ks","HUZ","CN","ks",{"v":0.1,"d":"10.00%"},6.14,6.14,{"v":0,"d":"0.00"},{"v":0,"d":"0.0000%"},{"v":0,"d":"0.00"},"I","ANG, CCH, CHI, DER",30051000]
[582,"A8.13.1.2",null,"A85748","Curea P1","20x20 cm, á 50 ks","MBP","DE","ks",{"v":0.1,"d":"10.00%"},6.15,6.15,{"v":0,"d":"0.00"},{"v":0,"d":"0.0000%"},{"v":0,"d":"0.00"},"I","ANG, CCH, CHI, DER",30059000]
[583,"A8.13.1.2",null,"A0335A","Krytie na rany superabsorpčné ConvaMax","neadhezívne 10x20 cm/10ks","HUZ","CN","ks",{"v":0.1,"d":"10.00%"},{"v":3.1,"d":"3.10"},{"v":3.1,"d":"3.10"},{"v":0,"d":"0.00"},{"v":0,"d":"0.0000%"},{"v":0,"d":"0.00"},"I","ANG, CCH, CHI, DER",30059099]
[584,"A8.13.1.2",null,"A0331A","Krytie na rany superabsorpčné ConvaMax","adhezívne 10x20 cm/10ks","HUZ","CN","ks",{"v":0.1,"d":"10.00%"},{"v":3.1,"d":"3.10"},{"v":3.1,"d":"3.10"},{"v":0,"d":"0.00"},{"v":0,"d":"0.0000%"},{"v":0,"d":"0.00"},"I","ANG, CCH, CHI, DER",30051000]
[585,"A8.13.1.2",null,"A89562","Mextra Superabsorbent","15x20 cm, á 10 ks","MNC","SE","ks",{"v":0.1,"d":"10.00%"},4.67,4.67,{"v":0,"d":"0.00"},{"v":0,"d":"0.0000%"},{"v":0,"d":"0.00"},"I","ANG, CCH, CHI, DER",30]
[586,"A8.13.1.2",null,"A91643","Cutimed Sorbion sachet S krytie na rany","30x20 cm, á 10 ks, hydroaktívne krytie na rany","BSL","DE","ks",{"v":0.1,"d":"10.00%"},9.35,9.35,{"v":0,"d":"0.00"},{"v":0,"d":"0.0000%"},{"v":0,"d":"0.00"},"I","ANG, CCH, CHI, DER",3005]
[587,"A8.13.1.2",null,"A89564","Mextra Superabsorbent","20x30 cm, á 10 ks","MNC","SE","ks",{"v":0.1,"d":"10.00%"},9.35,9.35,{"v":0,"d":"0.00"},{"v":0,"d":"0.0000%"},{"v":0,"d":"0.00"},"I","ANG, CCH, CHI, DER",30]
[588,"A8.13.1.2",null,"A76828","DryMax / Relevo","10x22 cm, á 50 ks","AAB","SE","ks",{"v":0.1,"d":"10.00%"},3.43,3.43,{"v":0,"d":"0.00"},{"v":0,"d":"0.0000%"},{"v":0,"d":"0.00"},"I","ANG, CCH, CHI, DER",30]
[589,"A8.13.1.2",null,"A94193","Cutimed Sorbion sana","22x22cm,á 10ks","BSL","DE","ks",{"v":0.1,"d":"10.00%"},7.55,7.55,{"v":0,"d":"0.00"},{"v":0,"d":"0.0000%"},{"v":0,"d":"0.00"},"I","ANG, CCH, CHI, DER",3005]
[590,"A8.13.1.2",null,"A89560","Mextra Superabsorbent","10x15 cm, á 10 ks","MNC","SE","ks",{"v":0.1,"d":"10.00%"},2.34,2.34,{"v":0,"d":"0.00"},{"v":0,"d":"0.0000%"},{"v":0,"d":"0.00"},"I","ANG, CCH, CHI, DER",30]
[591,"A8.13.1.2",null,"A91641","Cutimed Sorbion sachet S krytie na rany","20x10 cm, á 10 ks, hydroaktívne krytie na rany","BSL","DE","ks",{"v":0.1,"d":"10.00%"},3.12,3.12,{"v":0,"d":"0.00"},{"v":0,"d":"0.0000%"},{"v":0,"d":"0.00"},"I","ANG, CCH, CHI, DER",3005]
[592,"A8.13.1.2",null,"A89561","Mextra Superabsorbent","10x20 cm, á 10 ks","MNC","SE","ks",{"v":0.1,"d":"10.00%"},3.12,3.12,{"v":0,"d":"0.00"},{"v":0,"d":"0.0000%"},{"v":0,"d":"0.00"},"I","ANG, CCH, CHI, DER",30]
[593,"A8.13.1.2",null,"A89897","Zetuvit Plus","sterilný, 10x20 cm / 10ks","HAR","DE","ks",{"v":0.1,"d":"10.00%"},3.12,3.12,{"v":0,"d":"0.00"},{"v":0,"d":"0.0000%"},{"v":0,"d":"0.00"},"I","ANG, CCH, CHI, DER",30059099]
[594,"A8.13.1.2",null,"A91640","Cutimed Sorbion sachet S krytie na rany","15x15 cm, á 10 ks, hydroaktívne krytie na rany","BSL","DE","ks",{"v":0.1,"d":"10.00%"},3.51,3.51,{"v":0,"d":"0.00"},{"v":0,"d":"0.0000%"},{"v":0,"d":"0.00"},"I","ANG, CCH, CHI, DER",3005]
[595,"A8.13.1.2",null,"A91642","Cutimed Sorbion sachet S krytie na rany","20x20 cm, á 10 ks, hydroaktívne krytie na rany","BSL","DE","ks",{"v":0.1,"d":"10.00%"},6.24,6.24,{"v":0,"d":"0.00"},{"v":0,"d":"0.0000%"},{"v":0,"d":"0.00"},"I","ANG, CCH, CHI, DER",3005]
[596,"A8.13.1.2","Z","A89563","Mextra Superabsorbent","20x25 cm, á 10 ks","MNC","SE","ks",{"v":0.1,"d":"10.00%"},{"v":7.8,"d":"7.80"},{"v":7.8,"d":"7.80"},{"v":0,"d":"0.00"},{"v":0,"d":"0.0000%"},{"v":0,"d":"0.00"},"I","ANG, CCH, CHI, DER",30]
[597,"A8.13.1.2",null,"A94191","Cutimed Sorbion sana","12x12cm,á 10ks","BSL","DE","ks",{"v":0.1,"d":"10.00%"},4.22,4.22,{"v":0,"d":"0.00"},{"v":0,"d":"0.0000%"},{"v":0,"d":"0.00"},"I","ANG, CCH, CHI, DER",3005]
[598,"A8.13.1.2",null,"A91621","Mepilex Border Post-Op","superabsorbent, 10x25cm, 10 ks","MNC","SE","ks",{"v":0.1,"d":"10.00%"},7.44,7.44,{"v":0,"d":"0.00"},{"v":0,"d":"0.0000%"},{"v":0,"d":"0.00"},"I","ANG, CCH, CHI, DER",30]
[599,"A8.13.1.2",null,"A91623","Mepilex Border Post-Op","superabsorbent, 10x35cm, 5 ks","MNC","SE","ks",{"v":0.1,"d":"10.00%"},10.43,10.43,{"v":0,"d":"0.00"},{"v":0,"d":"0.0000%"},{"v":0,"d":"0.00"},"I","ANG, CCH, CHI, DER",30]
[600,"A8.13.1.2",null,"A85747","Curea P1","10x20 cm, á 50 ks","MBP","DE","ks",{"v":0.1,"d":"10.00%"},6.15,6.15,{"v":0,"d":"0.00"},{"v":0,"d":"0.0000%"},{"v":0,"d":"0.00"},"I","ANG, CCH, CHI, DER",30059000]
[601,"A8.13.1.2",null,"A0336A","Krytie na rany superabsorpčné ConvaMax","neadhezívne 15x15 cm/10ks","HUZ","CN","ks",{"v":0.1,"d":"10.00%"},8.17,8.17,{"v":0,"d":"0.00"},{"v":0,"d":"0.0000%"},{"v":0,"d":"0.00"},"I","ANG, CCH, CHI, DER",30059099]
[602,"A8.13.1.2",null,"A0332A","Krytie na rany superabsorpčné ConvaMax","adhezívne 15x15 cm/10ks","HUZ","CN","ks",{"v":0.1,"d":"10.00%"},8.17,8.17,{"v":0,"d":"0.00"},{"v":0,"d":"0.0000%"},{"v":0,"d":"0.00"},"I","ANG, CCH, CHI, DER",30051000]
[603,"A8.13.1.2",null,"A94692","Eclypse Adherent Sacral","17x19cm, superabsorpčné krytie na rany, 10 individuálnych balení v krabičke","AVS","GB","ks",{"v":0.1,"d":"10.00%"},{"v":13,"d":"13.00"},{"v":13,"d":"13.00"},{"v":0,"d":"0.00"},{"v":0,"d":"0.0000%"},{"v":0,"d":"0.00"},"I","ANG, CCH, CHI, DER",30059051]
[604,"A8.13.1.2",null,"A99489","Kompres Zetuvit Plus Silicone sterilný","10 x 20 cm / 10 ks","PHR","D","ks",{"v":0.1,"d":"10.00%"},8.24,8.24,{"v":0,"d":"0.00"},{"v":0,"d":"0.0000%"},{"v":0,"d":"0.00"},"I","ANG, CCH, CHI, DER",30051000]
[605,"A8.13.1.2",null,"A99488","Kompres Zetuvit Plus Silicone sterilný","12,5 x 12,5 cm / 10 ks","PHR","D","ks",{"v":0.1,"d":"10.00%"},6.44,6.44,{"v":0,"d":"0.00"},{"v":0,"d":"0.0000%"},{"v":0,"d":"0.00"},"I","ANG, CCH, CHI, DER",30051000]
[606,"A8.13.1.2",null,"A99491","Kompres Zetuvit Plus Silicone sterilný","20 x 25 cm / 10 ks","PHR","D","ks",{"v":0.1,"d":"10.00%"},20.61,20.61,{"v":0,"d":"0.00"},{"v":0,"d":"0.0000%"},{"v":0,"d":"0.00"},"I","ANG, CCH, CHI, DER",30051000]
[607,"A8.13.1.2",null,"A84287","Krytie superabsorpčné EclypseTM","20x30cm, superabsorpčné krytie na rany, 20 individuálnych balení v krabičke","AVS","GB","ks",{"v":0.1,"d":"10.00%"},24.82,24.82,{"v":0,"d":"0.00"},{"v":0,"d":"0.0000%"},{"v":0,"d":"0.00"},"I","ANG, CCH, CHI, DER",30059051]
[608,"A8.13.1.2",null,"A99063","Krytie na rany hydroaktívne Cutimed Sorbion Sachet Extra","s vysoko absorbčným jadrom; 20x10 cm","BSL","DE","ks",{"v":0.1,"d":"10.00%"},8.43,8.43,{"v":0,"d":"0.00"},{"v":0,"d":"0.0000%"},{"v":0,"d":"0.00"},"I","ANG, CCH, CHI, DER",3005]
[609,"A8.13.1.2",null,"A99064","Krytie na rany hydroaktívne Cutimed Sorbion Sachet Extra","s vysoko absorbčným jadrom; 20x20 cm","BSL","DE","ks",{"v":0.1,"d":"10.00%"},16.88,16.88,{"v":0,"d":"0.00"},{"v":0,"d":"0.0000%"},{"v":0,"d":"0.00"},"I","ANG, CCH, CHI, DER",3005]
[610,"A8.13.1.2",null,"A99065","Krytie na rany hydroaktívne Cutimed Sorbion Sachet Extra","s vysoko absorbčným jadrom; 30x20 cm","BSL","DE","ks",{"v":0.1,"d":"10.00%"},25.32,25.32,{"v":0,"d":"0.00"},{"v":0,"d":"0.0000%"},{"v":0,"d":"0.00"},"I","ANG, CCH, CHI, DER",3005]
[611,"A8.13.1.2",null,"A99066","Krytie na rany hydroaktívne Cutimed Sorbion Sachet XL","s vysoko absorbčným jadrom; 45x25 cm","BSL","DE","ks",{"v":0.1,"d":"10.00%"},47.48,47.48,{"v":0,"d":"0.00"},{"v":0,"d":"0.0000%"},{"v":0,"d":"0.00"},"I","ANG, CCH, CHI, DER",3005]
[612,"A8.13.1.2",null,"A89976","Krytie superabsorpčné EclypseTM","15x15cm, superabsorpčné krytie na rany, 20 individuálnych balení v krabičke","AVS","GB","ks",{"v":0.1,"d":"10.00%"},{"v":9.5,"d":"9.50"},{"v":9.5,"d":"9.50"},{"v":0,"d":"0.00"},{"v":0,"d":"0.0000%"},{"v":0,"d":"0.00"},"I","ANG, CCH, CHI, DER",30059051]
[613,"A8.13.1.2",null,"A97551","Krytie superabsorpčné DryMax EXTRA SOFT","20x20 cm","AAB","SE","ks",{"v":0.1,"d":"10.00%"},6.06,1.22,4.84,{"v":0.79868,"d":"79.8680%"},{"v":0,"d":"0.00"},"S","ANG, CCH, CHI, DER",30059000]
[614,"A8.13.1.2",null,"A97552","Krytie superabsorpčné DryMax EXTRA SOFT","20x30 cm","AAB","SE","ks",{"v":0.1,"d":"10.00%"},{"v":9,"d":"9.00"},{"v":1.8,"d":"1.80"},{"v":7.2,"d":"7.20"},{"v":0.8,"d":"80.0000%"},{"v":0,"d":"0.00"},"S","ANG, CCH, CHI, DER",30059000]
[615,{"$nulls":3},"A8.13.1.3 Superabsorbent, vysoko savý","savosť do 1,0 ml/cm2 do 100 cm2 vrátane",{"$nulls":10},0.0255,"1cm2"]
[616,"A8.13.1.3",null,"A89991","Askina Absorb+","nepriľnavé, superabsorpčné, sterilné krytie 10x10cm","BME","IE","ks",{"v":0.1,"d":"10.00%"},2.55,2.55,{"v":0,"d":"0.00"},{"v":0,"d":"0.0000%"},{"v":0,"d":"0.00"},"I","ANG, CCH, CHI, DER",30059099]
[617,"A8.13.1.3",null,"A89559","Mextra Superabsorbent","10x10 cm, á 10 ks","MNC","SE","ks",{"v":0.1,"d":"10.00%"},2.55,2.55,{"v":0,"d":"0.00"},{"v":0,"d":"0.0000%"},{"v":0,"d":"0.00"},"I","ANG, CCH, CHI, DER",30]
[618,"A8.13.1.3","Z","A81167","Vliwasorb steril","10x10 cm, á 10 ks","LRI","DE","ks",{"v":0.1,"d":"10.00%"},2.55,2.55,{"v":0,"d":"0.00"},{"v":0,"d":"0.0000%"},{"v":0,"d":"0.00"},"I","ANG, CCH, CHI, DER",30]
[619,"A8.13.1.3",null,"A91617","Mepilex Border Post-Op","superabsorbent, 6x8cm, 10 ks","MNC","SE","ks",{"v":0.1,"d":"10.00%"},{"v":3.3,"d":"3.30"},1.22,2.08,{"v":0.630303,"d":"63.0303%"},{"v":0,"d":"0.00"},"S","ANG, CCH, CHI, DER",30]
[620,{"$nulls":3},"A8.13.1.4 Superabsorbent, vysoko savý","savosť do 1,0 ml/cm2 nad 100 cm2",{"$nulls":10},0.019,"1cm2"]
[621,"A8.13.1.4",null,"A76829","DryMax / Relevo","20 x 22 cm, á 50 ks","AAB","SE","ks",{"v":0.1,"d":"10.00%"},3.59,3.59,{"v":0,"d":"0.00"},{"v":0,"d":"0.0000%"},{"v":0,"d":"0.00"},"I","ANG, CCH, CHI, DER",30]
[622,"A8.13.1.4","Z","A81168","Vliwasorb steril","10x20 cm, á 10 ks","LRI","DE","ks",{"v":0.1,"d":"10.00%"},{"v":3.8,"d":"3.80"},{"v":3.8,"d":"3.80"},{"v":0,"d":"0.00"},{"v":0,"d":"0.0000%"},{"v":0,"d":"0.00"},"I","ANG, CCH, CHI, DER",30]
[623,"A8.13.1.4",null,"A91619","Mepilex Border Post-Op","superabsorbent, 9x15cm, 10 ks","MNC","SE","ks",{"v":0.1,"d":"10.00%"},4.03,2.57,1.46,{"v":0.36228299999999997,"d":"36.2283%"},{"v":0,"d":"0.00"},"S","ANG, CCH, CHI, DER",30]
[624,{"$nulls":3},"A8.13.1.5 Superabsorbent, vysoko savý","extra veľké savosť nad 1ml/cm2",{"$nulls":10},0.03587,"1cm2"]
[625,"A8.13.1.5",null,"A93215","Krytie superabsorpčné Eclypse Boot veľké","60x70cm, superabsorpčné krytie zavinovacie na dolnú končatinu, 5 individuálnych balení v krabičke","AVS","GB","ks",{"v":0.1,"d":"10.00%"},57.96,57.96,{"v":0,"d":"0.00"},{"v":0,"d":"0.0000%"},{"v":0,"d":"0.00"},"A","ANG, CCH, CHI, DER",30059051]
[626,"A8.13.1.5",null,"A93216","Krytie superabsorpčné Eclypse Boot malé","55x47cm, superabsorpčné krytie zavinovacie na dolnú končatinu, 5 individuálnych balení v krabičke","AVS","GB","ks",{"v":0.1,"d":"10.00%"},52.47,52.47,{"v":0,"d":"0.00"},{"v":0,"d":"0.0000%"},{"v":0,"d":"0.00"},"A","ANG, CCH, CHI, DER",30059051]
[627,"A8.13.1.5","Z","A92709","Krytie superabsorpčné Eclypse Foot","33x48cm, superabsorpčné krytie zavinovacie na dolnú končatinu, 5 individuálnych balení v krabičke","AVS","GB","ks",{"v":0.1,"d":"10.00%"},{"v":39.6,"d":"39.60"},{"v":39.6,"d":"39.60"},{"v":0,"d":"0.00"},{"v":0,"d":"0.0000%"},{"v":0,"d":"0.00"},"A","ANG, CCH, CHI, DER",30059051]
[628,{"$nulls":3},"A8.13.1.6 Superabsorbent, vysoko savý","tvarované, savosť nad 1ml/cm2",{"$nulls":10},2.34,"ks"]
[629,"A8.13.1.6","Z","A94188","Cutimed  Sorbion sachet multi star","okrúhle s priemerom 8cm, á 10ks","BSL","DE","ks",{"v":0.1,"d":"10.00%"},2.34,2.34,{"v":0,"d":"0.00"},{"v":0,"d":"0.0000%"},{"v":0,"d":"0.00"},"I","ANG, CCH, CHI, DER",3005]
[630,{"$nulls":3},"A8.13.2 Roztoky na výplach rán",{"$nulls":11},0.147,"10ml"]
[631,"A8.13.2",null,"A90028","Aqvitox-D","roztok, 500 ml","AQV","SK","ks",{"v":0.1,"d":"10.00%"},6.47,6.47,{"v":0,"d":"0.00"},{"v":0,"d":"0.0000%"},{"v":0,"d":"0.00"},"I","DER,ANG,CHI,CCH",300670]
[632,"A8.13.2",null,"A82445","Aqvitox-D","roztok, 500 ml, s rozprašovačom","AQV","SK","ks",{"v":0.1,"d":"10.00%"},6.75,6.75,{"v":0,"d":"0.00"},{"v":0,"d":"0.0000%"},{"v":0,"d":"0.00"},"I","DER,ANG,CHI,CCH",300670]
[633,"A8.13.2",null,"A96064","Prípravok dezinfekčný octenilin wound irigation solution","350 ml","S&M","DE","ks",{"v":0.1,"d":"10.00%"},5.13,5.13,{"v":0,"d":"0.00"},{"v":0,"d":"0.0000%"},{"v":0,"d":"0.00"},"I","DER,ANG,CHI,CCH",300670]
[634,"A8.13.2",null,"A96628","Roztok výplachový na rany Veriforte Med","500 ml","PGF","AT","ks",{"v":0.1,"d":"10.00%"},7.33,7.33,{"v":0,"d":"0.00"},{"v":0,"d":"0.0000%"},{"v":0,"d":"0.00"},"I","DER,ANG,CHI,CCH",30059099]
[635,"A8.13.2",null,"A73124","Prontosan roztok na výplach rán","1x350ml","BME","DE","ks",{"v":0.2,"d":"20.00%"},5.14,5.14,{"v":0,"d":"0.00"},{"v":0,"d":"0.0000%"},{"v":0,"d":"0.00"},"I","DER,ANG,CHI,CCH",340130]
[636,"A8.13.2","Z","A73730","Microdacyn60  Wound Care 500 ml","500 ml, fľaša","OCL","NL","ks",{"v":0.1,"d":"10.00%"},7.35,7.35,{"v":0,"d":"0.00"},{"v":0,"d":"0.0000%"},{"v":0,"d":"0.00"},"I","DER,ANG,CHI,CCH",30]
[637,"A8.13.2",null,"A89309","DebriEcaSan","roztok, 500 ml","N.W.M.","CZ","ks",{"v":0.1,"d":"10.00%"},8.84,7.35,1.49,{"v":0.168552,"d":"16.8552%"},{"v":0,"d":"0.00"},"S","DER,ANG,CHI,CCH",30049000]
[638,"A8.13.2",null,"A94802","Roztok na výplach a dezinfekciu rán ActiMaris Sensitiv","300 ml, na kožu a sliznice úst, nosa a genitálii","ACJ","CH","ks",{"v":0.1,"d":"10.00%"},13.28,2.66,10.62,{"v":0.7996989999999999,"d":"79.9699%"},{"v":0,"d":"0.00"},"S","DER,ANG,CHI,CCH",300670]
[639,"A8.13.2",null,"A94803","Roztok na výplach a dezinfekciu rán ActiMaris Sensitiv","1000 ml, na kožu a sliznice úst, nosa a genitálii","ACJ","CH","ks",{"v":0.1,"d":"10.00%"},31.61,6.32,25.29,{"v":0.800063,"d":"80.0063%"},{"v":0,"d":"0.00"},"S","DER,ANG,CHI,CCH",300670]
[640,"A8.13.2",null,"A98725","Roztok kyslý oxidačný Nexodyn","na ošetrenie rán","AHC","CH","ks",{"v":0.1,"d":"10.00%"},21.38,1.47,19.91,{"v":0.931244,"d":"93.1244%"},{"v":0,"d":"0.00"},"S","DER,ANG,CHI,CCH",30049000]
[641,{"$nulls":3},"A8.13.3 Hydrobalančné obväzy"]
[642,{"$nulls":3},"A8.13.3.1 Hydrobalančné obväzy","do 50 cm2 vrátane",{"$nulls":10},0.1432,"1cm2"]
[643,"A8.13.3.1",null,"A92383","AQUACEL Ag+ Extra so striebrom so zosilneným účinkom","5x5 cm, á 10 ks","CNV","GB","ks",{"v":0.1,"d":"10.00%"},1.48,1.48,{"v":0,"d":"0.00"},{"v":0,"d":"0.0000%"},{"v":0,"d":"0.00"},"I","ANG, CCH, CHI, DER",30059050]
[644,"A8.13.3.1",null,"A75071","SUPRASORB X","5x5 cm, á  5 ks","LRI","DE","ks",{"v":0.1,"d":"10.00%"},3.58,3.58,{"v":0,"d":"0.00"},{"v":0,"d":"0.0000%"},{"v":0,"d":"0.00"},"I","ANG, CCH, CHI, DER",30]
[645,"A8.13.3.1","Z","A75075","SUPRASORB X+PHMB","5x5 cm, á 5 ks","LRI","DE","ks",{"v":0.1,"d":"10.00%"},3.58,3.58,{"v":0,"d":"0.00"},{"v":0,"d":"0.0000%"},{"v":0,"d":"0.00"},"I","ANG, CCH, CHI, DER",30]
[646,{"$nulls":3},"A8.13.3.2 Hydrobalančné obväzy","do 100 cm2 vrátane",{"$nulls":10},0.0694,"1cm2"]
[647,"A8.13.3.2",null,"A99921","Krytie na rany hydrovláknité Exufiber Ag+","so striebrom; 10x10cm, á 10 ks","MNC","SE","ks",{"v":0.1,"d":"10.00%"},5.33,5.33,{"v":0,"d":"0.00"},{"v":0,"d":"0.0000%"},{"v":0,"d":"0.00"},"I","ANG, CCH, CHI, DER",30]
[648,"A8.13.3.2",null,"A92384","AQUACEL Ag+ Extra so striebrom so zosilneným účinkom","10x10 cm, á 10 ks","CNV","GB","ks",{"v":0.1,"d":"10.00%"},5.35,5.35,{"v":0,"d":"0.00"},{"v":0,"d":"0.0000%"},{"v":0,"d":"0.00"},"I","ANG, CCH, CHI, DER",30059050]
[649,"A8.13.3.2",null,"A98277","Krytie na rany antimikrobiálne Sorelex","10x10 cm, á 10 ks","CTP","CZ","ks",{"v":0.1,"d":"10.00%"},5.81,5.81,{"v":0,"d":"0.00"},{"v":0,"d":"0.0000%"},{"v":0,"d":"0.00"},"I","ANG, CCH, CHI, DER",30059050]
[650,"A8.13.3.2",null,"A93493","Krytie z gélových vlákien KerraFibre","11x9 cm, 10 ks v balení","CRW","GB","ks",{"v":0.1,"d":"10.00%"},5.85,5.85,{"v":0,"d":"0.00"},{"v":0,"d":"0.0000%"},{"v":0,"d":"0.00"},"I","ANG, CCH, CHI, DER",30051000]
[651,"A8.13.3.2",null,"A92386","AQUACEL Ag+ so striebrom so zosilneným účinkom","výplň, 2x45 cm, á 5 ks","CNV","GB","ks",{"v":0.1,"d":"10.00%"},5.32,5.32,{"v":0,"d":"0.00"},{"v":0,"d":"0.0000%"},{"v":0,"d":"0.00"},"I","ANG, CCH, CHI, DER",30059050]
[652,"A8.13.3.2",null,"A75072","SUPRASORB X","9x9 cm, á 5 ks","LRI","DE","ks",{"v":0.1,"d":"10.00%"},4.79,4.79,{"v":0,"d":"0.00"},{"v":0,"d":"0.0000%"},{"v":0,"d":"0.00"},"I","ANG, CCH, CHI, DER",30]
[653,"A8.13.3.2","Z","A75076","SUPRASORB X + PHMB","9x9 cm, á 5 ks","LRI","DE","ks",{"v":0.1,"d":"10.00%"},5.62,5.62,{"v":0,"d":"0.00"},{"v":0,"d":"0.0000%"},{"v":0,"d":"0.00"},"I","ANG, CCH, CHI, DER",30]
[654,{"$nulls":3},"A8.13.3.3 Hydrobalančné obväzy","nad 100 cm2",{"$nulls":10},0.0584,"1cm2"]
[655,"A8.13.3.3",null,"A96419","AQUACEL Ag+ Extra so striebrom so zosilneným účinkom","20x30 cm, á 5 ks","CNV","GB","ks",{"v":0.1,"d":"10.00%"},{"v":20.1,"d":"20.10"},{"v":20.1,"d":"20.10"},{"v":0,"d":"0.00"},{"v":0,"d":"0.0000%"},{"v":0,"d":"0.00"},"I","ANG, CCH, CHI, DER",30059050]
[656,"A8.13.3.3",null,"A99922","Krytie na rany hydrovláknité Exufiber Ag+","so striebrom; 15x15cm, á 10 ks","MNC","SE","ks",{"v":0.1,"d":"10.00%"},{"v":11.7,"d":"11.70"},{"v":11.7,"d":"11.70"},{"v":0,"d":"0.00"},{"v":0,"d":"0.0000%"},{"v":0,"d":"0.00"},"I","ANG, CCH, CHI, DER",30]
[657,"A8.13.3.3","Z","A92385","AQUACEL Ag+ Extra so striebrom so zosilneným účinkom","15x15 cm, á 5 ks","CNV","GB","ks",{"v":0.1,"d":"10.00%"},11.73,11.73,{"v":0,"d":"0.00"},{"v":0,"d":"0.0000%"},{"v":0,"d":"0.00"},"I","ANG, CCH, CHI, DER",30059050]
[658,{"$nulls":3},"A8.13.4 Neadherentné obväzy"]
[659,{"$nulls":3},"A8.13.4.1 Neadherentné obväzy","do 50 cm2 vrátane",{"$nulls":10},0.0629,"1cm2"]
[660,"A8.13.4.1",null,"A23462","Mepitel","5 x 7,5 cm, á 10 ks","MNC","SE","ks",{"v":0.1,"d":"10.00%"},2.36,2.36,{"v":0,"d":"0.00"},{"v":0,"d":"0.0000%"},{"v":0,"d":"0.00"},"I","ANG, CCH, CHI, DER",30]
[661,"A8.13.4.1","Z","A84440","Mepitel One","5 x 7,5 cm, á 10 ks","MNC","SE","ks",{"v":0.1,"d":"10.00%"},2.36,2.36,{"v":0,"d":"0.00"},{"v":0,"d":"0.0000%"},{"v":0,"d":"0.00"},"I","ANG, CCH, CHI, DER",30]
[662,"A8.13.4.1",null,"A94887","Cutimed Sorbact- krytie na rany antimikrobiálne","4 x 6cm, a 5ks","BSL","DE","ks",{"v":0.1,"d":"10.00%"},1.72,1.51,0.21,{"v":0.12209300000000001,"d":"12.2093%"},{"v":0,"d":"0.00"},"S","ANG, CCH, CHI, DER",3005]
[663,{"$nulls":3},"A8.13.4.2 Neadherentné obväzy","do 100 cm2 vrátane",{"$nulls":10},0.0428,"1cm2"]
[664,"A8.13.4.2",null,"A23463","Mepitel","7,5 x 10 cm, á 10 ks","MNC","SE","ks",{"v":0.1,"d":"10.00%"},2.16,2.16,{"v":0,"d":"0.00"},{"v":0,"d":"0.0000%"},{"v":0,"d":"0.00"},"I","ANG, CCH, CHI, DER",30]
[665,"A8.13.4.2",null,"A94194","Cutimed Sorbion Plus","7,5x7,5 cm á 10ks","BSN","DE","ks",{"v":0.1,"d":"10.00%"},{"v":2.4,"d":"2.40"},{"v":2.4,"d":"2.40"},{"v":0,"d":"0.00"},{"v":0,"d":"0.0000%"},{"v":0,"d":"0.00"},"I","ANG, CCH, CHI, DER",3005]
[666,"A8.13.4.2",null,"A87535","Krytie rán Askina®SilNet","mäkké silikónové krytie","BME","IE","ks",{"v":0.1,"d":"10.00%"},3.21,3.21,{"v":0,"d":"0.00"},{"v":0,"d":"0.0000%"},{"v":0,"d":"0.00"},"I","ANG, CCH, CHI, DER",30059099]
[667,"A8.13.4.2",null,"A84444","Mepitel One","7,5x10 cm, á 10 ks","MNC","SE","ks",{"v":0.1,"d":"10.00%"},3.21,3.21,{"v":0,"d":"0.00"},{"v":0,"d":"0.0000%"},{"v":0,"d":"0.00"},"I","ANG, CCH, CHI, DER",30]
[668,"A8.13.4.2",null,"A91319","Spycra Contact","7.5x10 cm, kontaktné silikónové krytie, 10 ks v balení","RSM","BE","ks",{"v":0.1,"d":"10.00%"},3.21,3.21,{"v":0,"d":"0.00"},{"v":0,"d":"0.0000%"},{"v":0,"d":"0.00"},"I","ANG, CCH, CHI, DER",30051000]
[669,"A8.13.4.2","Z","A94195","Cutimed Sorbion Plus","10x10cm,á 10ks","BSN","DE","ks",{"v":0.1,"d":"10.00%"},4.28,4.28,{"v":0,"d":"0.00"},{"v":0,"d":"0.0000%"},{"v":0,"d":"0.00"},"I","ANG, CCH, CHI, DER",3005]
[670,"A8.13.4.2",null,"A95656","Krytie na rany FormaFoam Soft","mäkké silikónové, 10 x 10 cm, á 10 ks","MIN","DE","ks",{"v":0.1,"d":"10.00%"},4.28,4.28,{"v":0,"d":"0.00"},{"v":0,"d":"0.0000%"},{"v":0,"d":"0.00"},"I","ANG, CCH, CHI, DER",30]
[671,"A8.13.4.2",null,"A94888","Cutimed Sorbact- krytie na rany antimikrobiálne","7 x 9 cm, á 5ks","BSL","DE","ks",{"v":0.1,"d":"10.00%"},2.71,{"v":2.7,"d":"2.70"},0.01,{"v":0.00369,"d":"0.3690%"},{"v":0,"d":"0.00"},"S","ANG, CCH, CHI, DER",3005]
[672,"A8.13.4.2",null,"A84089","SilflexTM","8x10 cm, á 10","AVS","GB","ks",{"v":0.1,"d":"10.00%"},4.95,3.42,1.53,{"v":0.309091,"d":"30.9091%"},{"v":0,"d":"0.00"},"S","ANG, CCH, CHI, DER",3005100]
[673,{"$nulls":3},"A8.13.4.3 Neadherentné obväzy","nad 100 cm2",{"$nulls":10},0.0349,"1cm2"]
[674,"A8.13.4.3",null,"A94197","Cutimed Sorbion Plus","20x20cm, á 10ks","BSN","DE","ks",{"v":0.1,"d":"10.00%"},13.82,13.82,{"v":0,"d":"0.00"},{"v":0,"d":"0.0000%"},{"v":0,"d":"0.00"},"I","ANG, CCH, CHI, DER",3005]
[675,"A8.13.4.3",null,"A84090","SilflexTM","12x15 cm, á 10 ks","AVS","GB","ks",{"v":0.1,"d":"10.00%"},6.23,6.23,{"v":0,"d":"0.00"},{"v":0,"d":"0.0000%"},{"v":0,"d":"0.00"},"I","ANG, CCH, CHI, DER",3005100]
[676,"A8.13.4.3",null,"A84448","Krytie polyuretánové na rany Mepitel One","17x25cm, á 5ks","MNC","SE","ks",{"v":0.1,"d":"10.00%"},14.78,14.78,{"v":0,"d":"0.00"},{"v":0,"d":"0.0000%"},{"v":0,"d":"0.00"},"I","ANG, CCH, CHI, DER",30]
[677,"A8.13.4.3",null,"A23464","Mepitel","10 x 18 cm, á 10 ks","MNC","SE","ks",{"v":0.1,"d":"10.00%"},6.26,6.26,{"v":0,"d":"0.00"},{"v":0,"d":"0.0000%"},{"v":0,"d":"0.00"},"I","ANG, CCH, CHI, DER",30]
[678,"A8.13.4.3",null,"A87967","Krytie rán Askina®SilNet","mäkké silikónové krytie 10 x 18 cm","BME","IE","ks",{"v":0.1,"d":"10.00%"},6.28,6.28,{"v":0,"d":"0.00"},{"v":0,"d":"0.0000%"},{"v":0,"d":"0.00"},"I","ANG, CCH, CHI, DER",30059099]
[679,"A8.13.4.3",null,"A84447","Mepitel One","10x18 cm, á 10 ks","MNC","SE","ks",{"v":0.1,"d":"10.00%"},6.28,6.28,{"v":0,"d":"0.00"},{"v":0,"d":"0.0000%"},{"v":0,"d":"0.00"},"I","ANG, CCH, CHI, DER",30]
[680,"A8.13.4.3",null,"A91325","Spycra Contact","10x18 cm, kontaktné silikónové krytie, 5 ks v balení","RSM","BE","ks",{"v":0.1,"d":"10.00%"},6.28,6.28,{"v":0,"d":"0.00"},{"v":0,"d":"0.0000%"},{"v":0,"d":"0.00"},"I","ANG, CCH, CHI, DER",30051000]
[681,"A8.13.4.3",null,"A94196","Cutimed Sorbion Plus","20x10cm,á 10ks","BSN","DE","ks",{"v":0.1,"d":"10.00%"},6.98,6.98,{"v":0,"d":"0.00"},{"v":0,"d":"0.0000%"},{"v":0,"d":"0.00"},"I","ANG, CCH, CHI, DER",3005]
[682,"A8.13.4.3",null,"A94198","Cutimed Sorbion plus","30x20cm,á 10ks","BSL","DE","ks",{"v":0.1,"d":"10.00%"},20.94,20.94,{"v":0,"d":"0.00"},{"v":0,"d":"0.0000%"},{"v":0,"d":"0.00"},"I","ANG, CCH, CHI, DER",3005]
[683,"A8.13.4.3","Z","A84091","Silflex","20x30cm, neadherentné krytie, 10 individuálnych balení v krabičke","AVS","GB","ks",{"v":0.1,"d":"10.00%"},20.94,20.94,{"v":0,"d":"0.00"},{"v":0,"d":"0.0000%"},{"v":0,"d":"0.00"},"I","ANG, CCH, CHI, DER",30051000]
[684,{"$nulls":3},"A8.13.4.4 Neadherentné krytie s nanokryštalickým striebrom","do 100 cm2 vrátane",{"$nulls":10},0.1345,"1cm2"]
[685,"A8.13.4.4",null,"A96506","Krytie kožné hydropolymérové PolyMem Silver","10x10 cm, s obsahom striebra, nelepivé","FMA","US","ks",{"v":0.1,"d":"10.00%"},{"v":13.4,"d":"13.40"},{"v":13.4,"d":"13.40"},{"v":0,"d":"0.00"},{"v":0,"d":"0.0000%"},{"v":0,"d":"0.00"},"I","CCH, CHI, DER",30]
[686,"A8.13.4.4",null,"A76815","Výplň PolyMem Wic Silver","8x8 cm, 10 g","FMA","US","ks",{"v":0.1,"d":"10.00%"},8.58,8.58,{"v":0,"d":"0.00"},{"v":0,"d":"0.0000%"},{"v":0,"d":"0.00"},"I","CCH, CHI, DER",30]
[687,"A8.13.4.4","Z","A91701","Acticoat Flex 3 s nanokryštalickým striebrom","10x10cm","SND","UK","ks",{"v":0.1,"d":"10.00%"},13.45,13.45,{"v":0,"d":"0.00"},{"v":0,"d":"0.0000%"},{"v":0,"d":"0.00"},"I","CCH, CHI, DER",30]
[688,{"$nulls":3},"A8.13.4.5 Neadherentné krytie s nanokryštalickým striebrom","nad 100 cm2",{"$nulls":10},0.0638,"1cm2"]
[689,"A8.13.4.5","Z","A91702","Acticoat Flex 3 s nanokryštalickým striebrom","10x20cm","SND","UK","ks",{"v":0.1,"d":"10.00%"},12.75,12.75,{"v":0,"d":"0.00"},{"v":0,"d":"0.0000%"},{"v":0,"d":"0.00"},"I","CCH, CHI, DER",30]
[690,{"$nulls":3},"A8.13.5 Iné pomôcky na liečbu rán",{"$nulls":11},0.1588,"1cm2"]
[691,"A8.13.5",null,"A83825","Soft-Zellin - tampón","3x5 cm, á 100 ks s izopropyl alkoholom","PHR","DE","bal",{"v":0.1,"d":"10.00%"},2.64,2.64,{"v":0,"d":"0.00"},{"v":0,"d":"0.0000%"},{"v":0,"d":"0.00"},"I","ANG, CCH, CHI, DER",30059050]
[692,"A8.13.5","Z","A22193","Con-zellinn","6x3cm, á 100 ks, s alkoholom","HAR","CZ","bal",{"v":0.1,"d":"10.00%"},2.86,2.86,{"v":0,"d":"0.00"},{"v":0,"d":"0.0000%"},{"v":0,"d":"0.00"},"I","ANG, CCH, CHI, DER",30]
[693,{"$nulls":3},"A8.13.6 Mechanické čistenie rán",{"$nulls":11},8.71,"ks"]
[694,"A8.13.6","Z","A88252","Debrisoft","pre debridement","LR","DE","ks",{"v":0.1,"d":"10.00%"},8.71,8.71,{"v":0,"d":"0.00"},{"v":0,"d":"0.0000%"},{"v":0,"d":"0.00"},"I","ANG, CHI, DER",30059099]
[695,{"$nulls":3},"A8.14 Kolagénové krytie"]
[696,{"$nulls":3},"A8.14.1 Kolagénové krytie v spreji",{"$nulls":11},11.01,"ks"]
[697,"A8.14.1","Z","A82294","Biospray 75, prášok na rany kolagénový","75 ml","EUE","IT","ks",{"v":0.1,"d":"10.00%"},18.88,11.01,7.87,{"v":0.416843,"d":"41.6843%"},7.87,"S","DER,ANG,CHI,CCH",3004909900]
[698,{"$nulls":3},"A8.14.2 kolagénové krytie plošné"]
[699,{"$nulls":3},"A8.14.2.1 Kolagénové krytie plošné","animálne do 50 cm2 vrátane",{"$nulls":10},0.3148,"1cm2"]
[700,"A8.14.2.1",null,"A90728","Suprasorb C bovinný kolagén","6*8*0,8 s obsahom bovinného kolagénu","LRI","D","ks",{"v":0.1,"d":"10.00%"},12.69,12.69,{"v":0,"d":"0.00"},{"v":0,"d":"0.0000%"},{"v":0,"d":"0.00"},"I","ANG, CCH, CHI, DER, PCH",30059099]
[701,"A8.14.2.1",null,"A90727","Suprasorb C bovinný kolagén","4*6*0,8 cm s obsahom bovinného kolagénu","LRI","D","ks",{"v":0.1,"d":"10.00%"},{"v":7.5,"d":"7.50"},{"v":7.5,"d":"7.50"},{"v":0,"d":"0.00"},{"v":0,"d":"0.0000%"},{"v":0,"d":"0.00"},"I","ANG, CCH, CHI, DER, PCH",30059099]
[702,"A8.14.2.1",null,"A82329","BIOPAD","5x 5x 0,7 cm, á 3 ks","EUE","IT","ks",{"v":0.1,"d":"10.00%"},7.87,7.87,{"v":0,"d":"0.00"},{"v":0,"d":"0.0000%"},{"v":0,"d":"0.00"},"I","ANG, CCH, CHI, DER, PCH",30]
[703,"A8.14.2.1","Z","A95968","Biopad Silver","5 x 5 cm","EUE","IT","ks",{"v":0.1,"d":"10.00%"},7.87,7.87,{"v":0,"d":"0.00"},{"v":0,"d":"0.0000%"},{"v":0,"d":"0.00"},"I","ANG, CCH, CHI, DER, PCH",30049000]
[704,{"$nulls":3},"A8.14.2.2 Kolagénové krytie plošné","syntetické do 50 cm2 vrátane",{"$nulls":10},0.3143,"1cm2"]
[705,"A8.14.2.2","Z","A60450","Obväz remodulujúci proteázy PROMOGRAN","28 cm2, 10 ks","SSA","US","ks",{"v":0.1,"d":"10.00%"},{"v":8.8,"d":"8.80"},{"v":8.8,"d":"8.80"},{"v":0,"d":"0.00"},{"v":0,"d":"0.0000%"},{"v":0,"d":"0.00"},"I","ANG, CCH, CHI, DER, PCH",30]
[706,{"$nulls":3},"A8.14.2.3 Kolagénové krytie plošné","animálne do 100 cm2 vrátane",{"$nulls":10},0.1886,"1cm2"]
[707,"A8.14.2.3","Z","A90729","Suprasorb C bovinný kolagén","8*12*0,8 cm s obsahom bovinného kolagénu","LRI","D","ks",{"v":0.1,"d":"10.00%"},18.11,18.11,{"v":0,"d":"0.00"},{"v":0,"d":"0.0000%"},{"v":0,"d":"0.00"},"I","ANG, CCH, CHI, DER, PCH",30059099]
[708,{"$nulls":3},"A8.14.2.4 Kolagénové krytie plošné","syntetické nad 100 cm2",{"$nulls":10},0.163,"1cm2"]
[709,"A8.14.2.4","Z","A65026","Promogran","Obväz remodulujúci proteázy, 123 cm2, 10 ks","SSA","UK","ks",{"v":0.1,"d":"10.00%"},32.51,20.05,12.46,{"v":0.383267,"d":"38.3267%"},12.46,"S","ANG, CCH, CHI, DER, PCH",3005]
[710,{"$nulls":3},"A8.14.2.5 Kolagénové krytie plošné","animálne nad 100 cm2",{"$nulls":10},0.1358,"1cm2"]
[711,"A8.14.2.5",null,"A94498","FIBRACOL Plus","10,2 x 22,2 cm, á 6 ks","SSA","UK","ks",{"v":0.1,"d":"10.00%"},30.62,30.62,{"v":0,"d":"0.00"},{"v":0,"d":"0.0000%"},{"v":0,"d":"0.00"},"I","ANG, CCH, CHI, DER, PCH",30059050]
[712,"A8.14.2.5","Z","A94497","FIBRACOL Plus","10,2 x 11,1 cm, á 12 ks","SSA","UK","ks",{"v":0.1,"d":"10.00%"},15.51,15.51,{"v":0,"d":"0.00"},{"v":0,"d":"0.0000%"},{"v":0,"d":"0.00"},"I","ANG, CCH, CHI, DER, PCH",30059050]
[713,{"$nulls":3},"A8.15 Pomôcky do dutiny ústnej"]
[714,{"$nulls":3},"A8.15.1 Pomôcky do ústnej dutiny gélové",{"$nulls":11},1.215,"10ml"]
[715,"A8.15.1","Z","A77025","Gelclair","180 ml fľaša, orálny  gél","HBP","IE","ks",{"v":0.1,"d":"10.00%"},21.87,21.87,{"v":0,"d":"0.00"},{"v":0,"d":"0.0000%"},{"v":0,"d":"0.00"},"I","DER, HEM, ONK",30]
[716,{"$nulls":3},"A8.15.2 Pomôcky do ústnej dutiny so zmenou pH",{"$nulls":11},56.87,"bal"]
[717,"A8.15.2",null,"A96457","Roztok perorálny na gastroezofageálny reflux ESOXX ONE","10ml x 14 vreciek","APS","IT","bal",{"v":0.1,"d":"10.00%"},9.98,9.98,{"v":0,"d":"0.00"},{"v":0,"d":"0.0000%"},{"v":0,"d":"0.00"},"I","ONK,DER",30039000]
[718,"A8.15.2","Z","A83234","Caphosol","2x30 ks, á 15 ml","EUU","GB","bal",{"v":0.1,"d":"10.00%"},56.87,56.87,{"v":0,"d":"0.00"},{"v":0,"d":"0.0000%"},{"v":0,"d":"0.00"},"I","ONK,DER",33079000]
[719,"A8.15.2",null,"A97733","Roztok elektrolytov Caphosol Dispersible","30 šumivých tabliet","EUU","UK","bal",{"v":0.1,"d":"10.00%"},56.87,56.87,{"v":0,"d":"0.00"},{"v":0,"d":"0.0000%"},{"v":0,"d":"0.00"},"I","ONK,DER",33079000]
[720,{"$nulls":3},"A8.16 Celulózové krytie"]
[721,{"$nulls":3},"A8.16.1 Celulózové krytie","do 50 cm2 vrátane",{"$nulls":10},0.1419,"1cm2"]
[722,"A8.16.1","Z","A81183","Traumacel Biodress","7,5 cm x 5 cm","BVB","CZ","ks",{"v":0.1,"d":"10.00%"},5.32,5.32,{"v":0,"d":"0.00"},{"v":0,"d":"0.0000%"},{"v":0,"d":"0.00"},"I","ANG, CCH, CHI, DER",30]
[723,{"$nulls":3},"A8.16.2 Celulózové krytie","do 100 cm2 vrátane",{"$nulls":10},0.0616,"1cm2"]
[724,"A8.16.2",null,"A81184","Traumacel Biodress","10 cm x 10 cm,","BVB","CZ","ks",{"v":0.1,"d":"10.00%"},5.78,5.78,{"v":0,"d":"0.00"},{"v":0,"d":"0.0000%"},{"v":0,"d":"0.00"},"I","ANG, CCH, CHI, DER",30]
[725,"A8.16.2",null,"A84474","Traumacel Biodress Comfort","10x10, á 5 ks","BVB","CZ","ks",{"v":0.1,"d":"10.00%"},5.97,5.97,{"v":0,"d":"0.00"},{"v":0,"d":"0.0000%"},{"v":0,"d":"0.00"},"I","ANG, CCH, CHI, DER",30061090]
[726,"A8.16.2","Z","A84497","Traumacel Biodress Disinfect","10x10, á 5 ks","BVB","CZ","ks",{"v":0.1,"d":"10.00%"},6.16,6.16,{"v":0,"d":"0.00"},{"v":0,"d":"0.0000%"},{"v":0,"d":"0.00"},"I","ANG, CCH, CHI, DER",30061090]
[727,{"$nulls":3},"A8.17 Biokeramické krytie"]
[728,{"$nulls":3},"A8.17.1 Biokeramické krytie","do 50 cm2 vrátane",{"$nulls":10},0.2216,"1cm2"]
[729,"A8.17.1",null,"A79266","Cerdak Basic","5 x 5cm, á 10 ks","CDK","ZA","ks",{"v":0.1,"d":"10.00%"},5.54,5.54,{"v":0,"d":"0.00"},{"v":0,"d":"0.0000%"},{"v":0,"d":"0.00"},"I","ANG, CCH, CHI, DER",30051000]
[730,{"$nulls":3},"A8.17.2 Biokeramické krytie","do 100 cm2 vrátane",{"$nulls":10},0.0805,"1cm2"]
[731,"A8.17.2",null,"A79271","Cerdak Basic","10cmx10 cm, á 10 ks","CDK","ZA","ks",{"v":0.1,"d":"10.00%"},8.05,8.05,{"v":0,"d":"0.00"},{"v":0,"d":"0.0000%"},{"v":0,"d":"0.00"},"I","ANG, CCH, CHI, DER, UCH",30]
[732,"A8.17.2","Z","A79291","Cerdak Special Cavity","10 x 10cm, á 5 ks","CDK","ZA","ks",{"v":0.1,"d":"10.00%"},8.05,8.05,{"v":0,"d":"0.00"},{"v":0,"d":"0.0000%"},{"v":0,"d":"0.00"},"I","ANG, CCH, CHI, DER, UCH",30051000]
[733,{"$nulls":3},"A8.17.3 Biokeramické krytie","nad 100 cm2",{"$nulls":10},0.0766,"1cm2"]
[734,"A8.17.3","Z","A94942","Krytie na rany CERDAK SPECIAL A4 Multi - Zorb","vankúšik bez náplaste s biokeramickým preparátom 21x29,5 cm","CDK","ZA","ks",{"v":0.1,"d":"10.00%"},47.45,47.45,{"v":0,"d":"0.00"},{"v":0,"d":"0.0000%"},{"v":0,"d":"0.00"},"I","ANG, CCH, CHI, DER",30051000]
[735,"A8.17.3",null,"A79272","Cerdak Basic, krytie na rany","Veľkosť: 10cmx15cm, typ: vankúšik bez náplaste s biokeramickým preparátom","CDK","ZA","ks",{"v":0.1,"d":"10.00%"},{"v":11.5,"d":"11.50"},{"v":11.5,"d":"11.50"},{"v":0,"d":"0.00"},{"v":0,"d":"0.0000%"},{"v":0,"d":"0.00"},"I","ANG, CCH, CHI, DER",30051000]
[736,{"$nulls":3},"A8.17.4 Biokeramické krytie lepivé","do 50 cm vrátane",{"$nulls":10},0.2216,"1cm2 aktívnej plochy"]
[737,"A8.17.4","Z","A95275","Krytie na rany CERDAK AEROFILM Surgical","vankúšik na vodeodolnej náplasti s biokeramickým preparátom 10x16cm ( 10x5 cm)","CDK","ZA","ks",{"v":0.1,"d":"10.00%"},11.07,11.07,{"v":0,"d":"0.00"},{"v":0,"d":"0.0000%"},{"v":0,"d":"0.00"},"I","ANG, CCH, CHI, DER",30051000]
[738,{"$nulls":3},"A8.17.5 Biokeramické krytie lepivé","do 100 cm2 vrátane",{"$nulls":10},0.2145,"1cm2 aktívnej plochy"]
[739,"A8.17.5",null,"A95276","Krytie na rany CERDAK AEROFILM Surgical","vankúšik na vodeodolnej náplasti s biokeramickým preparátom 10x21cm","CDK","ZA","ks",{"v":0.1,"d":"10.00%"},16.09,16.09,{"v":0,"d":"0.00"},{"v":0,"d":"0.0000%"},{"v":0,"d":"0.00"},"I","ANG, CCH, CHI, DER",30051000]
[740,{"$nulls":3},"A8.18 Melové krytie na báze manuka medu"]
[741,{"$nulls":3},"A8.18.2.1 Krytia na báze medu s neperoxidovou antibakterálnou aktivitou","krytia do 100 cm2",{"$nulls":10},0.0495,"1cm2"]
[742,"A8.18.2.1","Z","A84283","ActiliteTM","10x10cm, nepriľnavé 10ks","AVS","GB","ks",{"v":0.1,"d":"10.00%"},4.95,4.95,{"v":0,"d":"0.00"},{"v":0,"d":"0.0000%"},{"v":0,"d":"0.00"},"I","ANG, CCH, CHI, DER",30059031]
[743,"A8.18.2.1",null,"A84284","AlgivonTM","10x10cm, nepriľnavé 5ks","AVS","GB","ks",{"v":0.1,"d":"10.00%"},{"v":9.9,"d":"9.90"},4.95,4.95,{"v":0.5,"d":"50.0000%"},{"v":0,"d":"0.00"},"S","ANG, CCH, CHI, DER",30059031]
[744,{"$nulls":3},"A8.18.2.2 Krytia na báze medu s neperoxidovou antibakterálnou aktivitou","krytia nad 100 cm2",{"$nulls":10},0.0358,"1cm2"]
[745,"A8.18.2.2","Z","A84282","Activon TulleTM","10x30cm 5 ks","AVS","GB","ks",{"v":0.1,"d":"10.00%"},8.32,8.32,{"v":0,"d":"0.00"},{"v":0,"d":"0.0000%"},{"v":0,"d":"0.00"},"I","ANG, CCH, CHI, DER",30059031]
[746,"A8.18.2.2",null,"A92717","Krytie antimikrobiálne ActiliteTM","10x20cm, neadherentné krytie z pletenej viskózy napustené manuka medom a manuka olejom, 10 individuálnych balení v krabičke","AVS","GB","ks",{"v":0.1,"d":"10.00%"},9.79,7.16,2.63,{"v":0.268641,"d":"26.8641%"},{"v":0,"d":"0.00"},"S","ANG, CCH, CHI, DER",30059051]
[747,{"$nulls":3},"A8.18.3.1 Amorfné krytia na báze medu s peroxidovou antibakteriálnou aktivitou",{"$nulls":11},0.3064,"1g"]
[748,"A8.18.3.1","Z","A99183","VIVAMEL","Med lekársky v tube, 20 g","TDD","SI","ks",{"v":0.1,"d":"10.00%"},6.07,6.07,{"v":0,"d":"0.00"},{"v":0,"d":"0.0000%"},{"v":0,"d":"0.00"},"I","ANG, CCH, CHI, DER",30059050]
[749,{"$nulls":3},"A8.18.3.2 Amorfné krytia na báze medu s neperoxidovou antibakteriálnou aktivitou",{"$nulls":11},0.3064,"1 g"]
[750,"A8.18.3.2","Z","A84285","Activon TubeTM","Med medicínskej kvality, 25 g, antibakteriálny na liečbu rán","AVS","GB","ks",{"v":0.1,"d":"10.00%"},7.66,7.66,{"v":0,"d":"0.00"},{"v":0,"d":"0.0000%"},{"v":0,"d":"0.00"},"I","ANG, CCH, CHI, DER",30059031]
[751,{"$nulls":3},"A8.19 Systém na podtlakové hojenie rán",{"$nulls":11},378.84,"set"]
[752,"A8.19",null,"A95572","Systém vákuovej terapie Venturi® MINO","podtlaková terapia rán 20x15x3 cm","TLL","GB","set",{"v":0.2,"d":"20.00%"},{"v":330,"d":"330.00"},{"v":330,"d":"330.00"},{"v":0,"d":"0.00"},{"v":0,"d":"0.0000%"},{"v":0,"d":"0.00"},"A","CCH, CHI, ORT, PCH, UCH",90189084]
[753,"A8.19",null,"A95141","Nanova Therapy súprava","podtlaková pumpa, 2ks krytia 18x18 cm","KCI","US","set",{"v":0.2,"d":"20.00%"},{"v":345.6,"d":"345.60"},{"v":345.6,"d":"345.60"},{"v":0,"d":"0.00"},{"v":0,"d":"0.0000%"},{"v":0,"d":"0.00"},"A","CCH, CHI, ORT, PCH, UCH",30059050]
[754,"A8.19",null,"A96420","AVELLE systém na podtlakové hojenie rán","jednorazová pumpa s Hydrofiber krytím","CNV","GB","ks",{"v":0.2,"d":"20.00%"},{"v":360,"d":"360.00"},{"v":360,"d":"360.00"},{"v":0,"d":"0.00"},{"v":0,"d":"0.0000%"},{"v":0,"d":"0.00"},"A","CCH, CHI, ORT, PCH, UCH",90189084]
[755,"A8.19","Z","A88676","Systém vákuovej terapie PICO 7","jednorazový, krytie 10x20","SND","GB","set",{"v":0.2,"d":"20.00%"},378.84,378.84,{"v":0,"d":"0.00"},{"v":0,"d":"0.0000%"},{"v":0,"d":"0.00"},"A","CCH, CHI, ORT, PCH, UCH",90189084]
[756,"A8.19",null,"A88683","Systém vákuovej terapie PICO 7","jednorazový, krytie 10x30","SND","GB","set",{"v":0.2,"d":"20.00%"},378.84,378.84,{"v":0,"d":"0.00"},{"v":0,"d":"0.0000%"},{"v":0,"d":"0.00"},"A","CCH, CHI, ORT, PCH, UCH",90189084]
[757,"A8.19",null,"A88684","Systém vákuovej terapie PICO 7","jednorazový, krytie 15x15","SND","GB","set",{"v":0.2,"d":"20.00%"},378.84,378.84,{"v":0,"d":"0.00"},{"v":0,"d":"0.0000%"},{"v":0,"d":"0.00"},"A","CCH, CHI, ORT, PCH, UCH",90189084]
[758,"A8.19",null,"A88685","Systém vákuovej terapie PICO 7","jednorazový, krytie 15x20","SND","GB","set",{"v":0.2,"d":"20.00%"},378.84,378.84,{"v":0,"d":"0.00"},{"v":0,"d":"0.0000%"},{"v":0,"d":"0.00"},"A","CCH, CHI, ORT, PCH, UCH",90189084]
[759,"A8.19",null,"A88686","Systém vákuovej terapie PICO 7","jednorazový, krytie 20x20","SND","GB","set",{"v":0.2,"d":"20.00%"},378.84,378.84,{"v":0,"d":"0.00"},{"v":0,"d":"0.0000%"},{"v":0,"d":"0.00"},"A","CCH, CHI, ORT, PCH, UCH",90189084]
[760,{"$nulls":3},"A9 Očný obväz",{"$nulls":11},0.0066,"1cm2"]
[761,"A9",null,"A95666","3M okluzor náplasťový Opticlude Maxi","5,7cm x 8,2cm, 100 ks/bal. (1539/100)","MMM","PL","ks",{"v":0.1,"d":"10.00%"},0.22,0.22,{"v":0,"d":"0.00"},{"v":0,"d":"0.0000%"},{"v":0,"d":"0.00"},"I","OPH",30]
[762,"A9",null,"A23213","Eycopad - očný kompres nesterilný","5,6 x 7 cm, á 50 ks","HAR","DE","ks",{"v":0.1,"d":"10.00%"},{"v":0.2,"d":"0.20"},{"v":0.2,"d":"0.20"},{"v":0,"d":"0.00"},{"v":0,"d":"0.0000%"},{"v":0,"d":"0.00"},"I","OPH",30]
[763,"A9","Z","A95665","3M okluzor náplasťový Opticlude Mini","5,0cm x 6,2cm, 100 ks/bal. (1537/100)","MMM","PL","ks",{"v":0.1,"d":"10.00%"},{"v":0.2,"d":"0.20"},{"v":0.2,"d":"0.20"},{"v":0,"d":"0.00"},{"v":0,"d":"0.0000%"},{"v":0,"d":"0.00"},"I","OPH",30]
[764,"A9",null,"A68558","Pro-Optha Junior Maxi, nesterilný","7x5,9 cm, á 5ks","LRI","DE","ks",{"v":0.1,"d":"10.00%"},0.32,0.22,{"v":0.1,"d":"0.10"},{"v":0.3125,"d":"31.2500%"},{"v":0,"d":"0.00"},"S","OPH",30]
[765,"A9",null,"A53630","Pro-Optha Junior Mini, nesterilný","6,5x6,4 cm á 5ks","LRI","DE","ks",{"v":0.1,"d":"10.00%"},0.32,0.22,{"v":0.1,"d":"0.10"},{"v":0.3125,"d":"31.2500%"},{"v":0,"d":"0.00"},"S","OPH",30]
[766,"A9",null,"A23211","Eycopad  očný kompres sterilný","5,6 x 7 cm, á 25 ks","HAR","DE","ks",{"v":0.1,"d":"10.00%"},{"v":0.4,"d":"0.40"},0.22,0.18,{"v":0.45,"d":"45.0000%"},{"v":0,"d":"0.00"},"S","OPH",30]
[767,"A9",null,"A53635","Pro-Optha S očné krytie","malé","LRI","DE","ks",{"v":0.1,"d":"10.00%"},0.77,0.22,0.55,{"v":0.714286,"d":"71.4286%"},{"v":0,"d":"0.00"},"S","OPH",30]
[768,"A9",null,"A53633","Pro-Optha D- nepriehľadný, nesterilný",null,"LRI","DE","ks",{"v":0.1,"d":"10.00%"},0.81,0.22,0.59,{"v":0.728395,"d":"72.8395%"},{"v":0,"d":"0.00"},"S","OPH",30]
[769,{"$nulls":3},"A11 Pesary"]
[770,{"$nulls":3},"A11.1 Pesar  pre močovú inkontinenciu a descenzus pošvy",{"$nulls":11},79.93,"ks"]
[771,"A11.1","Z","A25908","Kockový pesar Frank, nesterilizovaný","25, 29, 32,37, 41, 45, 55,65,70,75mm, á 1 ks","BUT","DE","ks",{"v":0.2,"d":"20.00%"},79.93,79.93,{"v":0,"d":"0.00"},{"v":0,"d":"0.0000%"},{"v":0,"d":"0.00"},"I","GYN,URO",9018]
[772,{"$nulls":3},"A11.2 Pesar  pre liečbu isthmocervikálnej insuficiencie",{"$nulls":11},57.96,"ks"]
[773,"A11.2","Z","A25896","Cerclage pesar Frank",null,"BUT","DE","ks",{"v":0.2,"d":"20.00%"},57.96,57.96,{"v":0,"d":"0.00"},{"v":0,"d":"0.0000%"},{"v":0,"d":"0.00"},"I","GYN",9018]
[774,"A11.2",null,"A25894","Silikónový krúžkový pesar, maternicový krúžok, nesterilizovaný","50,55,60,65,70,75,80,85, 90,95,100mm , á 1 ks","BUT","DE","ks",{"v":0.2,"d":"20.00%"},57.96,57.96,{"v":0,"d":"0.00"},{"v":0,"d":"0.0000%"},{"v":0,"d":"0.00"},"I","GYN",9018]
[775,"A11.2",null,"A25890","Silikónový pesar s ohybnou zónou, nesterilizovaný","50,55,60,65,70,75, 80, 85,90,95,100mm,á 1 ks","BUT","DE","ks",{"v":0.2,"d":"20.00%"},57.96,57.96,{"v":0,"d":"0.00"},{"v":0,"d":"0.0000%"},{"v":0,"d":"0.00"},"I","GYN",9018]
[776,{"$nulls":3},"A12 Pomôcky na inhaláciu liečiva",{"$nulls":11},21.73,"ks"]
[777,"A12",null,"A81789","HandiHaler","inhalačná aplikácia kapsúl lieku Spiriva kapsule","BOG","DE","ks",{"v":0.2,"d":"20.00%"},4.13,4.13,{"v":0,"d":"0.00"},{"v":0,"d":"0.0000%"},{"v":0,"d":"0.00"},"I","ALG, TRN",9018]
[778,"A12",null,"A77445","Maska detská malá","k inhalačnému nádstavcu OptiChamber, vek 0-18 mesiacov","RSP","DE","ks",{"v":0.2,"d":"20.00%"},{"v":7,"d":"7.00"},{"v":7,"d":"7.00"},{"v":0,"d":"0.00"},{"v":0,"d":"0.0000%"},{"v":0,"d":"0.00"},"I","ALG, TRN",9018]
[779,"A12",null,"A77446","Maska detská stredná","k inhalačnému nádstavcu OptiChamber, pre vek 1-6 rokov","RSP","DE","ks",{"v":0.2,"d":"20.00%"},{"v":7,"d":"7.00"},{"v":7,"d":"7.00"},{"v":0,"d":"0.00"},{"v":0,"d":"0.0000%"},{"v":0,"d":"0.00"},"I","ALG, TRN",9018]
[780,"A12",null,"A90083","Maska inhalačná LiteTouch - malá","pre vekovú kategóriu 0 až 18 mesiacov, rozmery: 65x65x58 mm","RSP","US","ks",{"v":0.2,"d":"20.00%"},{"v":7,"d":"7.00"},{"v":7,"d":"7.00"},{"v":0,"d":"0.00"},{"v":0,"d":"0.0000%"},{"v":0,"d":"0.00"},"I","ALG, TRN",90192000]
[781,"A12",null,"A90084","Maska inhalačná LiteTouch - stredná","pre vekovú kategóriu 1 až 5 rokov, rozmery: 72x85x60 mm","RSP","US","ks",{"v":0.2,"d":"20.00%"},{"v":7,"d":"7.00"},{"v":7,"d":"7.00"},{"v":0,"d":"0.00"},{"v":0,"d":"0.0000%"},{"v":0,"d":"0.00"},"I","ALG, TRN",90192000]
[782,"A12",null,"A90085","Maska inhalačná LiteTouch - veľká","pre vekovú kategóriu nad 5 rokov a dospelých, rozmery: 98x98x80 mm","RSP","US","ks",{"v":0.2,"d":"20.00%"},{"v":7,"d":"7.00"},{"v":7,"d":"7.00"},{"v":0,"d":"0.00"},{"v":0,"d":"0.0000%"},{"v":0,"d":"0.00"},"I","ALG, TRN",90192000]
[783,"A12",null,"A77447","Maska veľká","k inhalačnému nádstavcu OptiChamber, pre dospelých","RSP","DE","ks",{"v":0.2,"d":"20.00%"},{"v":7,"d":"7.00"},{"v":7,"d":"7.00"},{"v":0,"d":"0.00"},{"v":0,"d":"0.0000%"},{"v":0,"d":"0.00"},"I","ALG, TRN",9018]
[784,"A12",null,"A94215","Maska detská Baby Mask","na použitie s inhalačným nástavcom","CIP","IN","ks",{"v":0.2,"d":"20.00%"},{"v":9,"d":"9.00"},{"v":9,"d":"9.00"},{"v":0,"d":"0.00"},{"v":0,"d":"0.0000%"},{"v":0,"d":"0.00"},"I","ALG, TRN",90192000]
[785,"A12",null,"A93691","Nástavec inhalačný Zerostat VT Spacer","s priamym ventilom","CIP","IN","ks",{"v":0.2,"d":"20.00%"},{"v":12.4,"d":"12.40"},{"v":12.4,"d":"12.40"},{"v":0,"d":"0.00"},{"v":0,"d":"0.0000%"},{"v":0,"d":"0.00"},"I","ALG, TRN",90192000]
[786,"A12",null,"A77441","Nástavec inhalačný OptiChamber","inhalačný nástavec k MDI","RSP","DE","ks",{"v":0.2,"d":"20.00%"},12.48,12.48,{"v":0,"d":"0.00"},{"v":0,"d":"0.0000%"},{"v":0,"d":"0.00"},"I","ALG, TRN",9018]
[787,"A12",null,"A90079","Nástavec inhalačný OptiChamber Diamond","antistatický s ventilovým systémom; rozmery 174x60x60 mm","RSP","US","ks",{"v":0.2,"d":"20.00%"},12.48,12.48,{"v":0,"d":"0.00"},{"v":0,"d":"0.0000%"},{"v":0,"d":"0.00"},"I","ALG, TRN",90192000]
[788,"A12",null,"A21011","Inhalačný nadstavec - Aerochamber","Modrý pre dospelých","TRU","CA","ks",{"v":0.2,"d":"20.00%"},12.59,12.59,{"v":0,"d":"0.00"},{"v":0,"d":"0.0000%"},{"v":0,"d":"0.00"},"I","ALG, TRN",9018]
[789,"A12",null,"A94214","Súprava inhalačná Huf Puf Kit","inhalačný nástavec s detskou maskou","CIP","IN","ks",{"v":0.2,"d":"20.00%"},20.51,20.51,{"v":0,"d":"0.00"},{"v":0,"d":"0.0000%"},{"v":0,"d":"0.00"},"I","ALG, TRN",90192000]
[790,"A12",null,"A91512","Nástavec inhalačný PARIchamber s maskou s motívom žaby","pre vek nad 2 roky, antistatický. Rozmery: 85 x 75 x 200 mm (d x š x v)","PAR","DE","ks",{"v":0.2,"d":"20.00%"},20.56,20.56,{"v":0,"d":"0.00"},{"v":0,"d":"0.0000%"},{"v":0,"d":"0.00"},"I","ALG, TRN",90192000]
[791,"A12",null,"A96818","Komora zadržiavacia Optichamber Diamond s maskou w/large Lite touch","na inhaláciu lieku","RSP","GB","set",{"v":0.2,"d":"20.00%"},21.27,21.27,{"v":0,"d":"0.00"},{"v":0,"d":"0.0000%"},{"v":0,"d":"0.00"},"I","ALG, TRN",90192000]
[792,"A12",null,"A96817","Komora zadržiavacia Optichamber Diamond s maskou w/medium Lite touch","na inhaláciu lieku","RSP","GB","set",{"v":0.2,"d":"20.00%"},21.27,21.27,{"v":0,"d":"0.00"},{"v":0,"d":"0.0000%"},{"v":0,"d":"0.00"},"I","ALG, TRN",90192000]
[793,"A12",null,"A96786","Komora zadržiavacia Optichamber Diamond s maskou w/small Lite touch","na inhaláciu lieku","RSP","GB","set",{"v":0.2,"d":"20.00%"},21.27,21.27,{"v":0,"d":"0.00"},{"v":0,"d":"0.0000%"},{"v":0,"d":"0.00"},"I","ALG, TRN",90192000]
[794,"A12","Z","A21012","Inhalačný nadstavec - Aerochamber","Žltý pre deti od 6 mesiacov do 5 rokov","TRU","CA","ks",{"v":0.2,"d":"20.00%"},21.73,21.73,{"v":0,"d":"0.00"},{"v":0,"d":"0.0000%"},{"v":0,"d":"0.00"},"I","ALG, TRN",9018]
[795,"A12",null,"A21013","Inhalačný nadstavec - Aerochamber","Oranžový pre dojčatá od 0 do 12 mesiacov","TRU","CA","ks",{"v":0.2,"d":"20.00%"},21.73,21.73,{"v":0,"d":"0.00"},{"v":0,"d":"0.0000%"},{"v":0,"d":"0.00"},"I","ALG, TRN",9018]
[796,{"$nulls":3},"A13 Pomôcky na aplikáciu  liečiva a výživy"]
[797,{"$nulls":3},"A13.2 Zdravotnícke pomôcky na podanie infúzie",{"$nulls":11},34.32,"ks"]
[798,"A13.2",null,"A97785","Infúzor elastomerický DOSI-FUSER","rôzne typy a veľkosti","LVE","ES","ks",{"v":0.2,"d":"20.00%"},30.96,30.96,{"v":0,"d":"0.00"},{"v":0,"d":"0.0000%"},{"v":0,"d":"0.00"},"A","ONK",90183900]
[799,"A13.2",null,"A99982","Pumpa infúzna SMARTeZ","rôzne veľkosti","EPC","TW","ks",{"v":0.2,"d":"20.00%"},33.36,33.36,{"v":0,"d":"0.00"},{"v":0,"d":"0.0000%"},{"v":0,"d":"0.00"},"A","ONK",90189050]
[800,"A13.2","Z","A69806","Systém infúzny Infusor LV 1,5 ml / h","prenosný, elastomérny","BXI","CH","ks",{"v":0.1,"d":"10.00%"},34.32,34.32,{"v":0,"d":"0.00"},{"v":0,"d":"0.0000%"},{"v":0,"d":"0.00"},"A","ONK",90219090]
[801,"A13.2",null,"A70066","Systém infúzny Infusor LV 10 ml / h","prenosný, elastomérny","BXI","CH","ks",{"v":0.1,"d":"10.00%"},34.32,34.32,{"v":0,"d":"0.00"},{"v":0,"d":"0.0000%"},{"v":0,"d":"0.00"},"A","ONK",90219090]
[802,"A13.2",null,"A70063","Systém infúzny Infusor LV 2 ml / h","prenosný, elastomérny","BXI","CH","ks",{"v":0.1,"d":"10.00%"},34.32,34.32,{"v":0,"d":"0.00"},{"v":0,"d":"0.0000%"},{"v":0,"d":"0.00"},"A","ONK",90219090]
[803,"A13.2",null,"A70064","Systém infúzny Infusor LV 5 ml / h","prenosný, elastomérny","BXI","CH","ks",{"v":0.1,"d":"10.00%"},34.32,34.32,{"v":0,"d":"0.00"},{"v":0,"d":"0.0000%"},{"v":0,"d":"0.00"},"A","ONK",90219090]
[804,"A13.2",null,"A70065","Systém infúzny Infusor LV 7 ml / h","prenosný, elastomérny","BXI","CH","ks",{"v":0.1,"d":"10.00%"},34.32,34.32,{"v":0,"d":"0.00"},{"v":0,"d":"0.0000%"},{"v":0,"d":"0.00"},"A","ONK",90219090]
[805,{"$nulls":3},"A14 Liečebná tkanina",{"$nulls":11},16.13,"ks"]
[806,"A14","Z","A82679","Dermasilk® liečebný odev","predlaktie,rameno, predkolenie a stehno, 2x25cm, á 2ks","APR","IT","ks",{"v":0.2,"d":"20.00%"},16.13,16.13,{"v":0,"d":"0.00"},{"v":0,"d":"0.0000%"},{"v":0,"d":"0.00"},"I","DER",9018319000]
[807,{"$nulls":3},"A15 Diagnostická náplasť",{"$nulls":11},13.86,"ks"]
[808,"A15","Z","D82441","NEUROTEST","Testovacia náplasť periférnej autonómnej neuropatie a včasná diagnostika syndrómu diabetickej nohy","MVE","DE","ks",{"v":0.1,"d":"10.00%"},13.86,13.86,{"v":0,"d":"0.00"},{"v":0,"d":"0.0000%"},{"v":0,"d":"0.00"},"I","DIA",30051000]
[809,{"$nulls":3},"B1 Vložky"]
[810,{"$nulls":3},"B1.1 Vložky pre druhý stupeň inkontinencie",{"$nulls":11},{"v":0,"d":"0%"},"ks"]
[811,"B1.1",null,"B30571","Abri San 1, Air Plus","savosť 200 ml, veľkosť 23 cm, á 28 ks, ženská","BAM","DK","ks",{"v":0.1,"d":"10.00%"},0.12,0.12,{"v":0,"d":"0.00"},{"v":0,"d":"0.0000%"},{"v":0,"d":"0.00"},"I","GER, GYN, GYU, NEU, PLM, URO",481840]
[812,"B1.1",null,"B90209","Ema Mini vložky inkontinenčné","Mini, savosť 155ml, veľkosť 23,5x9,5cm, á 12ks","EMG","SK","ks",{"v":0.1,"d":"10.00%"},0.12,0.12,{"v":0,"d":"0.00"},{"v":0,"d":"0.0000%"},{"v":0,"d":"0.00"},"I","GER, GYN, GYU, NEU, PLM, URO",48184099]
[813,"B1.1",null,"B66158","Abena Light Mini 1","savosť 200 ml,  veľkosť 23 cm, á 20 ks, ženská","BAM","DK","ks",{"v":0.1,"d":"10.00%"},0.13,0.13,{"v":0,"d":"0.00"},{"v":0,"d":"0.0000%"},{"v":0,"d":"0.00"},"I","GER, GYN, GYU, NEU, PLM, URO",481840]
[814,"B1.1",null,"B72665","Abena Light Mini Plus 1A","savosť 200 ml, veľkosť 28 cm, á 16 ks, ženská","BAM","DK","ks",{"v":0.1,"d":"10.00%"},0.13,0.13,{"v":0,"d":"0.00"},{"v":0,"d":"0.0000%"},{"v":0,"d":"0.00"},"I","GER, GYN, GYU, NEU, PLM, URO",481840]
[815,"B1.1",null,"B60601","Seni Lady Mini","savosť 230 ml, veľkosť , á 20 ks, ženská","TZM","PL","ks",{"v":0.1,"d":"10.00%"},0.13,0.13,{"v":0,"d":"0.00"},{"v":0,"d":"0.0000%"},{"v":0,"d":"0.00"},"I","GER, GYN, GYU, NEU, PLM, URO",481840]
[816,"B1.1",null,"B90210","Ema Normal vložky inkontinenčné","Normal, savosť 270ml, veľkosť 27,5x10,5cm, á 12ks","EMG","SK","ks",{"v":0.1,"d":"10.00%"},0.15,0.15,{"v":0,"d":"0.00"},{"v":0,"d":"0.0000%"},{"v":0,"d":"0.00"},"I","GER, GYN, GYU, NEU, PLM, URO",48184099]
[817,"B1.1",null,"B94323","Vložka inkontinenčná TINA","savosť 150-400ml; rôzne veľkosti","BUK","SK","ks",{"v":0.1,"d":"10.00%"},0.15,0.15,{"v":0,"d":"0.00"},{"v":0,"d":"0.0000%"},{"v":0,"d":"0.00"},"I","GER, GYN, GYU, NEU, PLM, URO",481840]
[818,"B1.1",null,"B87625","MoliCare Pad 3 Drops","481 ml, 30 ks","PHR","DE","ks",{"v":0.1,"d":"10.00%"},0.16,0.16,{"v":0,"d":"0.00"},{"v":0,"d":"0.0000%"},{"v":0,"d":"0.00"},"I","GER, GYN, GYU, NEU, PLM, URO",48184099]
[819,"B1.1",null,"B53318","MoliCare Premium Lady Pad 3 Drops","504 ml, 14 ks","HAR","CZ","ks",{"v":0.1,"d":"10.00%"},0.16,0.16,{"v":0,"d":"0.00"},{"v":0,"d":"0.0000%"},{"v":0,"d":"0.00"},"I","GER, GYN, GYU, NEU, PLM, URO",481840]
[820,"B1.1",null,"B60602","Seni Lady Normal","savosť 360 ml, veľkosť , á 20 ks, ženská","TZM","PL","ks",{"v":0.1,"d":"10.00%"},0.16,0.16,{"v":0,"d":"0.00"},{"v":0,"d":"0.0000%"},{"v":0,"d":"0.00"},"I","GER, GYN, GYU, NEU, PLM, URO",481840]
[821,"B1.1",null,"B66159","Abena Light Normal 2","savosť 350 ml, veľkosť 27 cm, á 12 ks, ženská","BAM","DK","ks",{"v":0.1,"d":"10.00%"},0.17,0.17,{"v":0,"d":"0.00"},{"v":0,"d":"0.0000%"},{"v":0,"d":"0.00"},"I","GER, GYN, GYU, NEU, PLM, URO",481840]
[822,"B1.1",null,"B30572","Abri San 2, Air Plus","savosť 350 ml, veľkosť 27 cm, á 28 ks, ženská","BAM","DK","ks",{"v":0.1,"d":"10.00%"},0.17,0.17,{"v":0,"d":"0.00"},{"v":0,"d":"0.0000%"},{"v":0,"d":"0.00"},"I","GER, GYN, GYU, NEU, PLM, URO",481840]
[823,"B1.1",null,"B59848","Depend Mini","savosť 185 ml, veľkosť 24 cm, á 20 ks, ženská","KCI","NL","ks",{"v":0.1,"d":"10.00%"},0.17,0.17,{"v":0,"d":"0.00"},{"v":0,"d":"0.0000%"},{"v":0,"d":"0.00"},"I","GER, GYN, GYU, NEU, PLM, URO",481840]
[824,"B1.1",null,"B94324","Vložka inkontinenčná TINA plus","savosť 200-550ml; rôzne veľkosti","BUK","SK","ks",{"v":0.1,"d":"10.00%"},0.18,0.18,{"v":0,"d":"0.00"},{"v":0,"d":"0.0000%"},{"v":0,"d":"0.00"},"I","GER, GYN, GYU, NEU, PLM, URO",481840]
[825,"B1.1",null,"B21339","Abri San 3, Air Plus","savosť 500 ml, veľkosť 33 cm, á 28 ks, ženská","BAM","DK","ks",{"v":0.1,"d":"10.00%"},{"v":0.2,"d":"0.20"},{"v":0.2,"d":"0.20"},{"v":0,"d":"0.00"},{"v":0,"d":"0.0000%"},{"v":0,"d":"0.00"},"I","GER, GYN, GYU, NEU, PLM, URO",481840]
[826,"B1.1",null,"B71592","Attends Soft Mini","savosť 299 ml, veľkosť 21,8 cm , á 20 ks, ženská","PPS","SE","ks",{"v":0.1,"d":"10.00%"},{"v":0.2,"d":"0.20"},{"v":0.2,"d":"0.20"},{"v":0,"d":"0.00"},{"v":0,"d":"0.0000%"},{"v":0,"d":"0.00"},"I","GER, GYN, GYU, NEU, PLM, URO",481840]
[827,"B1.1",null,"B60603","Seni Lady Extra","savosť 430 ml, veľkosť , á 15 ks, ženská","TZM","PL","ks",{"v":0.1,"d":"10.00%"},{"v":0.2,"d":"0.20"},{"v":0.2,"d":"0.20"},{"v":0,"d":"0.00"},{"v":0,"d":"0.0000%"},{"v":0,"d":"0.00"},"I","GER, GYN, GYU, NEU, PLM, URO",481840]
[828,"B1.1",null,"B0032A","vložky absorpčné ID light mini","abs. 211 ml, veľ.227x92 mm / 20 ks","ONT","BE","ks",{"v":0.1,"d":"10.00%"},{"v":0.2,"d":"0.20"},{"v":0.2,"d":"0.20"},{"v":0,"d":"0.00"},{"v":0,"d":"0.0000%"},{"v":0,"d":"0.00"},"I","GER, GYN, GYU, NEU, PLM, URO",48184099]
[829,"B1.1",null,"B0033A","vložky absorpčné ID light mini plus","abs. 267 ml, veľ.257x92 mm /16 ks","ONT","BE","ks",{"v":0.1,"d":"10.00%"},{"v":0.2,"d":"0.20"},{"v":0.2,"d":"0.20"},{"v":0,"d":"0.00"},{"v":0,"d":"0.0000%"},{"v":0,"d":"0.00"},"I","GER, GYN, GYU, NEU, PLM, URO",48184099]
[830,"B1.1",null,"B0034A","vložky absorpčné ID light normal","abs. 333 ml, veľ.270x100 mm / 12 ks","ONT","BE","ks",{"v":0.1,"d":"10.00%"},{"v":0.2,"d":"0.20"},{"v":0.2,"d":"0.20"},{"v":0,"d":"0.00"},{"v":0,"d":"0.0000%"},{"v":0,"d":"0.00"},"I","GER, GYN, GYU, NEU, PLM, URO",48184099]
[831,"B1.1",null,"B66160","Abena Light Extra 3","savosť 500 ml, veľkosť 33 cm, á 10 ks, ženská","BAM","DK","ks",{"v":0.1,"d":"10.00%"},0.21,0.21,{"v":0,"d":"0.00"},{"v":0,"d":"0.0000%"},{"v":0,"d":"0.00"},"I","GER, GYN, GYU, NEU, PLM, URO",481840]
[832,"B1.1",null,"B87605","Coral Sense extra","absorpcia 600 ml/ 30 ks","IDS","ES","ks",{"v":0.1,"d":"10.00%"},0.21,0.21,{"v":0,"d":"0.00"},{"v":0,"d":"0.0000%"},{"v":0,"d":"0.00"},"I","GER, GYN, GYU, NEU, PLM, URO",48184011]
[833,"B1.1",null,"B87604","Coral Sense normal","absorpcia 450 ml/ 30 ks","IDS","SE","ks",{"v":0.1,"d":"10.00%"},0.21,0.21,{"v":0,"d":"0.00"},{"v":0,"d":"0.0000%"},{"v":0,"d":"0.00"},"I","GER, GYN, GYU, NEU, PLM, URO",48184011]
[834,"B1.1",null,"B59849","Depend Normál","savosť 250 ml, veľkosť 25 cm, á 16 ks, ženská","KCI","NL","ks",{"v":0.1,"d":"10.00%"},0.21,0.21,{"v":0,"d":"0.00"},{"v":0,"d":"0.0000%"},{"v":0,"d":"0.00"},"I","GER, GYN, GYU, NEU, PLM, URO",481840]
[835,"B1.1",null,"B53320","MoliCare Premium Lady Pad 1.5 Drops","252 ml, 14 ks","HAR","CZ","ks",{"v":0.1,"d":"10.00%"},0.21,0.21,{"v":0,"d":"0.00"},{"v":0,"d":"0.0000%"},{"v":0,"d":"0.00"},"I","GER, GYN, GYU, NEU, PLM, URO",481840]
[836,"B1.1",null,"B91904","TENA Lady Slim Mini","á 20 ks, savosť: 170 ml, veľkosť: 21,9x9,6 cm","SCA","SE","ks",{"v":0.1,"d":"10.00%"},0.21,0.21,{"v":0,"d":"0.00"},{"v":0,"d":"0.0000%"},{"v":0,"d":"0.00"},"I","GER, GYN, GYU, NEU, PLM, URO",481840]
[837,"B1.1",null,"B94325","Vložka inkontinenčná TINA plus","savosť 300-700ml; rôzne veľkosti","BUK","SK","ks",{"v":0.1,"d":"10.00%"},0.21,0.21,{"v":0,"d":"0.00"},{"v":0,"d":"0.0000%"},{"v":0,"d":"0.00"},"I","GER, GYN, GYU, NEU, PLM, URO",481840]
[838,"B1.1",null,"B96402","Vložky inkontinenčné MoliMed Thin","160 ml, 14 ks","PHR","D","ks",{"v":0.1,"d":"10.00%"},0.21,0.21,{"v":0,"d":"0.00"},{"v":0,"d":"0.0000%"},{"v":0,"d":"0.00"},"I","GER, GYN, GYU, NEU, PLM, URO",96190089]
[839,"B1.1",null,"B73332","Vložky Lady Florelle Mini","jednotlivo balené, savosť 150 ml/20 ks, veľkosť Mini - dĺžka 22cm","STX","IT","ks",{"v":0.1,"d":"10.00%"},0.21,0.21,{"v":0,"d":"0.00"},{"v":0,"d":"0.0000%"},{"v":0,"d":"0.00"},"I","GER, GYN, GYU, NEU, PLM, URO",481840]
[840,"B1.1",null,"B83426","Attends Soft  Extra Plus","savosť 799 ml, veľkosť 37,1 cm, á 10 ks, ženská","ATT","SE","ks",{"v":0.1,"d":"10.00%"},0.22,0.22,{"v":0,"d":"0.00"},{"v":0,"d":"0.0000%"},{"v":0,"d":"0.00"},"I","GER, GYN, GYU, NEU, PLM, URO",48184011]
[841,"B1.1",null,"B71750","Attends Soft  Mini Long","savosť 299 ml, veľkosť 27,5 cm , á 16 ks, ženská","PPS","SE","ks",{"v":0.1,"d":"10.00%"},0.22,0.22,{"v":0,"d":"0.00"},{"v":0,"d":"0.0000%"},{"v":0,"d":"0.00"},"I","GER, GYN, GYU, NEU, PLM, URO",481840]
[842,"B1.1",null,"B71593","Attends Soft  Normal","savosť 449 ml, veľkosť 27,5 cm , á 14 ks, ženská","PPS","SE","ks",{"v":0.1,"d":"10.00%"},0.22,0.22,{"v":0,"d":"0.00"},{"v":0,"d":"0.0000%"},{"v":0,"d":"0.00"},"I","GER, GYN, GYU, NEU, PLM, URO",481840]
[843,"B1.1",null,"B59850","Depend Normál Plus","savosť 350 ml, veľkosť 28 cm, á 12 ks, ženská","KCI","NL","ks",{"v":0.1,"d":"10.00%"},0.22,0.22,{"v":0,"d":"0.00"},{"v":0,"d":"0.0000%"},{"v":0,"d":"0.00"},"I","GER, GYN, GYU, NEU, PLM, URO",481840]
[844,"B1.1",null,"B87623","MoliCare Pad 2 Drops","321 ml, 30 ks","PHR","DE","ks",{"v":0.1,"d":"10.00%"},0.22,0.22,{"v":0,"d":"0.00"},{"v":0,"d":"0.0000%"},{"v":0,"d":"0.00"},"I","GER, GYN, GYU, NEU, PLM, URO",48184099]
[845,"B1.1",null,"B68964","MoliCare Premium Lady Pad 1 Drop","181 ml, 14 ks","HAR","DE","ks",{"v":0.1,"d":"10.00%"},0.22,0.22,{"v":0,"d":"0.00"},{"v":0,"d":"0.0000%"},{"v":0,"d":"0.00"},"I","GER, GYN, GYU, NEU, PLM, URO",481840]
[846,"B1.1",null,"B28800","Molimed Classic Mini","savosť 279 ml,veľkosť 27cm , á 30 ks, ženská","HAR","DE","ks",{"v":0.1,"d":"10.00%"},0.22,0.22,{"v":0,"d":"0.00"},{"v":0,"d":"0.0000%"},{"v":0,"d":"0.00"},"I","GER, GYN, GYU, NEU, PLM, URO",481840]
[847,"B1.1",null,"B28377","TENA Lady Slim Mini Plus Wings","savosť 236 ml, veľkosť 25,6x9,8 cm, á 16 ks, ženská s krídelkami","SCA","SE","ks",{"v":0.1,"d":"10.00%"},0.22,0.22,{"v":0,"d":"0.00"},{"v":0,"d":"0.0000%"},{"v":0,"d":"0.00"},"I","GER, GYN, GYU, NEU, PLM, URO",481840]
[848,"B1.1",null,"B20439","TENA Lady Slim Mini Wings","savosť 170 ml, veľkosť 21,9x9,6 cm, á 18 ks, ženská s krídelkami","SCA","SE","ks",{"v":0.1,"d":"10.00%"},0.22,0.22,{"v":0,"d":"0.00"},{"v":0,"d":"0.0000%"},{"v":0,"d":"0.00"},"I","GER, GYN, GYU, NEU, PLM, URO",481840]
[849,"B1.1",null,"B0970A","Vložky inkontinenčné TENA Lady Normal","27,5 x10,6 cm, nasiakavosť 300 ml, á 12 ks","ESG","SE","ks",{"v":0.1,"d":"10.00%"},0.22,0.22,{"v":0,"d":"0.00"},{"v":0,"d":"0.0000%"},{"v":0,"d":"0.00"},"I","GER, GYN, GYU, NEU, PLM, URO",48184099]
[850,"B1.1",null,"B0983A","Vložky inkontinenčné TENA Lady Slim Mini","9,6x21,9 cm, nasiakavosť 170 ml, á 10 ks","ESG","SE","ks",{"v":0.1,"d":"10.00%"},0.22,0.22,{"v":0,"d":"0.00"},{"v":0,"d":"0.0000%"},{"v":0,"d":"0.00"},"I","GER, GYN, GYU, NEU, PLM, URO",48184099]
[851,"B1.1",null,"B0982A","Vložky inkontinenčné TENA Lady Slim Normal","10,6x27,7 cm, nasiakavosť 350 ml, á 12 ks","ESG","SE","ks",{"v":0.1,"d":"10.00%"},0.22,0.22,{"v":0,"d":"0.00"},{"v":0,"d":"0.0000%"},{"v":0,"d":"0.00"},"I","GER, GYN, GYU, NEU, PLM, URO",48184099]
[852,"B1.1",null,"B73333","EGOSAN LADY FLORELLE NORMAL","sacia schopnosť 260 gr.,bal.12ks","STX","IT","ks",{"v":0.1,"d":"10.00%"},0.24,0.24,{"v":0,"d":"0.00"},{"v":0,"d":"0.0000%"},{"v":0,"d":"0.00"},"I","GER, GYN, GYU, NEU, PLM, URO",481840]
[853,"B1.1",null,"B73336","EGOSAN LADY NORMAL","sacia schopnosť 360 gr.,bal.24ks","STX","IT","ks",{"v":0.1,"d":"10.00%"},0.24,0.24,{"v":0,"d":"0.00"},{"v":0,"d":"0.0000%"},{"v":0,"d":"0.00"},"I","GER, GYN, GYU, NEU, PLM, URO",481840]
[854,"B1.1",null,"B53317","MoliCare Premium Lady Pad 2 Drops","331 ml, 14 ks","HAR","CZ","ks",{"v":0.1,"d":"10.00%"},0.24,0.24,{"v":0,"d":"0.00"},{"v":0,"d":"0.0000%"},{"v":0,"d":"0.00"},"I","GER, GYN, GYU, NEU, PLM, URO",481840]
[855,"B1.1",null,"B20436","TENA Lady Normal","savosť 300 ml, veľkosť 27,5x10,6 cm, á 24 ks, ženská","SCA","SE","ks",{"v":0.1,"d":"10.00%"},0.24,0.24,{"v":0,"d":"0.00"},{"v":0,"d":"0.0000%"},{"v":0,"d":"0.00"},"I","GER, GYN, GYU, NEU, PLM, URO",481840]
[856,"B1.1",null,"B96538","TENA Lady Slim Normal, Vložky inkontinenčné","nasiakavosť 322ml, veľkosť 27,5x10,6cm, á 24ks","SCA","SE","ks",{"v":0.1,"d":"10.00%"},0.24,0.24,{"v":0,"d":"0.00"},{"v":0,"d":"0.0000%"},{"v":0,"d":"0.00"},"I","GER, GYN, GYU, NEU, PLM, URO",481840]
[857,"B1.1",null,"B0971A","Vložky inkontinenčné TENA Lady Extra","34 x 12,1 cm, nasiakavosť 500 ml, á 10 ks","ESG","SE","ks",{"v":0.1,"d":"10.00%"},0.24,0.24,{"v":0,"d":"0.00"},{"v":0,"d":"0.0000%"},{"v":0,"d":"0.00"},"I","GER, GYN, GYU, NEU, PLM, URO",48184099]
[858,"B1.1",null,"B71597","Attends For Men 1","savosť 189 ml, veľkosť  , á 25 ks, mužská, vrecko","PPS","SE","ks",{"v":0.1,"d":"10.00%"},0.25,0.25,{"v":0,"d":"0.00"},{"v":0,"d":"0.0000%"},{"v":0,"d":"0.00"},"I","GER, GYN, GYU, NEU, PLM, URO",481840]
[859,"B1.1",null,"B59851","Depend Extra","savosť 513 ml, veľkosť 32 cm, á 10 ks, ženská","KCI","NL","ks",{"v":0.1,"d":"10.00%"},0.25,0.25,{"v":0,"d":"0.00"},{"v":0,"d":"0.0000%"},{"v":0,"d":"0.00"},"I","GER, GYN, GYU, NEU, PLM, URO",481840]
[860,"B1.1",null,"B32773","MoliCare Premium Men Pad 2 Drops","330 ml, 14 ks","HAR","CZ","ks",{"v":0.1,"d":"10.00%"},0.25,0.25,{"v":0,"d":"0.00"},{"v":0,"d":"0.0000%"},{"v":0,"d":"0.00"},"I","GER, GYN, GYU, NEU, PLM, URO",481840]
[861,"B1.1",null,"B60604","Seni Lady Super","savosť 790 ml, veľkosť , á 15 ks, ženská","TZM","PL","ks",{"v":0.1,"d":"10.00%"},0.25,0.25,{"v":0,"d":"0.00"},{"v":0,"d":"0.0000%"},{"v":0,"d":"0.00"},"I","GER, GYN, GYU, NEU, PLM, URO",481840]
[862,"B1.1",null,"B20440","TENA  Men Level 1","savosť 275 ml, veľkosť 23x19,8 cm, á 24 ks, mužská vložka","SCA","SE","ks",{"v":0.1,"d":"10.00%"},0.25,0.25,{"v":0,"d":"0.00"},{"v":0,"d":"0.0000%"},{"v":0,"d":"0.00"},"I","GER, GYN, GYU, NEU, PLM, URO",481840]
[863,"B1.1",null,"B20437","TENA Lady Extra","savosť 500 ml, veľkosť 34x12,1 cm, á 20 ks, ženská","SCA","SE","ks",{"v":0.1,"d":"10.00%"},0.25,0.25,{"v":0,"d":"0.00"},{"v":0,"d":"0.0000%"},{"v":0,"d":"0.00"},"I","GER, GYN, GYU, NEU, PLM, URO",481840]
[864,"B1.1",null,"B96996","Vložky inkontinenčné TENA MEN Protective Shield","savosť 140 ml, veľkosť 17,8x13,8 cm, á 14ks","SCA","SE","ks",{"v":0.1,"d":"10.00%"},0.25,0.25,{"v":0,"d":"0.00"},{"v":0,"d":"0.0000%"},{"v":0,"d":"0.00"},"I","GER, GYN, GYU, NEU, PLM, URO",481840]
[865,"B1.1",null,"B71594","Attends Soft  Extra","savosť 599 ml, veľkosť 33,2 cm , á 12 ks, ženská","PPS","SE","ks",{"v":0.1,"d":"10.00%"},0.26,0.26,{"v":0,"d":"0.00"},{"v":0,"d":"0.0000%"},{"v":0,"d":"0.00"},"I","GER, GYN, GYU, NEU, PLM, URO",481840]
[866,"B1.1",null,"B73334","EGOSAN LADY FLORELLE EXTRA","sacia schopnosť 500 gr., bal.10ks","STX","IT","ks",{"v":0.1,"d":"10.00%"},0.26,0.26,{"v":0,"d":"0.00"},{"v":0,"d":"0.0000%"},{"v":0,"d":"0.00"},"I","GER, GYN, GYU, NEU, PLM, URO",481840]
[867,"B1.1",null,"B28801","Molimed Classic Midi","savosť 459 ml, veľkosť 34 cm, á 30 ks, ženská","HAR","CZ","ks",{"v":0.1,"d":"10.00%"},0.26,0.26,{"v":0,"d":"0.00"},{"v":0,"d":"0.0000%"},{"v":0,"d":"0.00"},"I","GER, GYN, GYU, NEU, PLM, URO",481840]
[868,"B1.1",null,"B0035A","vložky absorpčné ID light extra","abs. 517 ml, veľ.340x115 mm / 10 ks","ONT","BE","ks",{"v":0.1,"d":"10.00%"},0.26,0.26,{"v":0,"d":"0.00"},{"v":0,"d":"0.0000%"},{"v":0,"d":"0.00"},"I","GER, GYN, GYU, NEU, PLM, URO",48184099]
[869,"B1.1",null,"B0036A","vložky absorpčné ID light maxi","abs. 761 ml, veľ.370x115 mm / 10 ks","ONT","BE","ks",{"v":0.1,"d":"10.00%"},0.26,0.26,{"v":0,"d":"0.00"},{"v":0,"d":"0.0000%"},{"v":0,"d":"0.00"},"I","GER, GYN, GYU, NEU, PLM, URO",48184099]
[870,"B1.1",null,"B0973A","Vložky inkontinenčné pre mužov TENA Men Level 2","26,8x24,7 cm, nasiakavosť 450 ml, á 10 ks","ESG","SE","ks",{"v":0.1,"d":"10.00%"},0.28,0.28,{"v":0,"d":"0.00"},{"v":0,"d":"0.0000%"},{"v":0,"d":"0.00"},"I","GER, GYN, GYU, NEU, PLM, URO",48184099]
[871,"B1.1",null,"B20441","TENA Men Level 2","savosť 450 ml, veľkosť 27x23,3 cm, á 20 ks, mužská vložka","SCA","SE","ks",{"v":0.1,"d":"10.00%"},0.29,0.29,{"v":0,"d":"0.00"},{"v":0,"d":"0.0000%"},{"v":0,"d":"0.00"},"I","GER, GYN, GYU, NEU, PLM, URO",481840]
[872,"B1.1",null,"B0596A","Vložky inkontinenčné Tena Lady Normal Night","347 x 121 mm, nasiakavosť 530 ml,10 ks","ESG","SE","ks",{"v":0.1,"d":"10.00%"},0.29,0.29,{"v":0,"d":"0.00"},{"v":0,"d":"0.0000%"},{"v":0,"d":"0.00"},"I","GER, GYN, GYU, NEU, PLM, URO",48184099]
[873,"B1.1",null,"B91301","Depend for Men","savost 464 ml; velkost 15x32 cm; á 14 ks, vložka pre mužov","KCI","NL","ks",{"v":0.1,"d":"10.00%"},{"v":0.3,"d":"0.30"},{"v":0.3,"d":"0.30"},{"v":0,"d":"0.00"},{"v":0,"d":"0.0000%"},{"v":0,"d":"0.00"},"I","GER, GYN, GYU, NEU, PLM, URO",48184099]
[874,"B1.1",null,"B70574","Depend Super","savosť 640 ml, veľkosť 36 cm, á 42 ks, ženská","KCI","NL","ks",{"v":0.1,"d":"10.00%"},{"v":0.3,"d":"0.30"},{"v":0.3,"d":"0.30"},{"v":0,"d":"0.00"},{"v":0,"d":"0.0000%"},{"v":0,"d":"0.00"},"I","GER, GYN, GYU, NEU, PLM, URO",481840]
[875,"B1.1",null,"B86243","TENA Men Level 3","savosť 710 ml, veľkosť 27x22,8 cm, á 16 ks, mužská vložka","SCA","SE","ks",{"v":0.1,"d":"10.00%"},{"v":0.3,"d":"0.30"},{"v":0.3,"d":"0.30"},{"v":0,"d":"0.00"},{"v":0,"d":"0.0000%"},{"v":0,"d":"0.00"},"I","GER, GYN, GYU, NEU, PLM, URO",48184099]
[876,"B1.1",null,"B87627","MoliCare Pad 4 Drops","865 ml, 30 ks","PHR","DE","ks",{"v":0.1,"d":"10.00%"},0.32,0.32,{"v":0,"d":"0.00"},{"v":0,"d":"0.0000%"},{"v":0,"d":"0.00"},"I","GER, GYN, GYU, NEU, PLM, URO",48184099]
[877,"B1.1",null,"B68965","MoliCare Premium Men Pad 4 Drops","546 ml, 14 ks","HAR","DE","ks",{"v":0.1,"d":"10.00%"},0.32,0.32,{"v":0,"d":"0.00"},{"v":0,"d":"0.0000%"},{"v":0,"d":"0.00"},"I","GER, GYN, GYU, NEU, PLM, URO",481840]
[878,"B1.1",null,"B71598","Attends For Men 2","savosť 250 ml, veľkosť  , á 16 ks, mužská, vrecko","PPS","SE","ks",{"v":0.1,"d":"10.00%"},{"v":0.4,"d":"0.40"},{"v":0.4,"d":"0.40"},{"v":0,"d":"0.00"},{"v":0,"d":"0.0000%"},{"v":0,"d":"0.00"},"I","GER, GYN, GYU, NEU, PLM, URO",481840]
[879,{"$nulls":3},"B1.2 Vložky pre tretí supeň inkontinencie",{"$nulls":11},{"v":0,"d":"0%"},"ks"]
[880,"B1.2",null,"B94326","Vložka inkontinenčná TINA plus","savosť 800ml; rôzne veľkosti","BUK","SK","ks",{"v":0.1,"d":"10.00%"},0.24,0.24,{"v":0,"d":"0.00"},{"v":0,"d":"0.0000%"},{"v":0,"d":"0.00"},"I","GER, GYN, GYU, NEU, PLM, URO",481840]
[881,"B1.2",null,"B73335","EGOSAN LADY FLORELLE SUPER","sacia schopnosť 800 gr.,bal.15ks","STX","IT","ks",{"v":0.1,"d":"10.00%"},0.28,0.28,{"v":0,"d":"0.00"},{"v":0,"d":"0.0000%"},{"v":0,"d":"0.00"},"I","GER, GYN, GYU, NEU, PLM, URO",481840]
[882,"B1.2",null,"B28802","Molimed Classic Maxi","savosť 833 ml, veľkosť 45 cm, á 30 ks, ženská","HAR","DE","ks",{"v":0.1,"d":"10.00%"},0.32,0.32,{"v":0,"d":"0.00"},{"v":0,"d":"0.0000%"},{"v":0,"d":"0.00"},"I","GER, GYN, GYU, NEU, PLM, URO",481840]
[883,"B1.2",null,"B0037A","vložky absorpčné ID light Super","abs. 800 ml, veľ.405x155 mm / 10 ks","ONT","BE","ks",{"v":0.1,"d":"10.00%"},0.34,0.34,{"v":0,"d":"0.00"},{"v":0,"d":"0.0000%"},{"v":0,"d":"0.00"},"I","GER, GYN, GYU, NEU, PLM, URO",48184099]
[884,"B1.2",null,"B86377","Depend Super Plus","savosť 808 ml, veľkosť 40,5 cm, á 30 ks, ženská","KCI","NL","ks",{"v":0.1,"d":"10.00%"},0.37,0.37,{"v":0,"d":"0.00"},{"v":0,"d":"0.0000%"},{"v":0,"d":"0.00"},"I","GER, GYN, GYU, NEU, PLM, URO",48184090]
[885,"B1.2",null,"B88897","Coral Sense maxi","absorpcia 950 ml/ 30 ks","IDS","ES","ks",{"v":0.1,"d":"10.00%"},{"v":0.4,"d":"0.40"},{"v":0.4,"d":"0.40"},{"v":0,"d":"0.00"},{"v":0,"d":"0.0000%"},{"v":0,"d":"0.00"},"I","GER, GYN, GYU, NEU, PLM, URO",48184011]
[886,{"$nulls":3},"B2 Vkladacie plienky"]
[887,{"$nulls":3},"B2.2 Vkladacie plienky","ženské",{"$nulls":10},{"v":0,"d":"0%"},"ks"]
[888,"B2.2",null,"B90211","Ema Extra plienky vkladacie","Extra, savosť 455ml, veľkosť 33,5x12cm, á 10ks","EMG","SK","ks",{"v":0.1,"d":"10.00%"},{"v":0.2,"d":"0.20"},{"v":0.2,"d":"0.20"},{"v":0,"d":"0.00"},{"v":0,"d":"0.0000%"},{"v":0,"d":"0.00"},"I","GER, GYN, GYU, NEU, PLM, URO",48184099]
[889,"B2.2",null,"B97307","Seni Lady Extra Plus","rozmer 15x33 cm, savosť 590 ml","TZM","PL","ks",{"v":0.1,"d":"10.00%"},{"v":0.2,"d":"0.20"},{"v":0.2,"d":"0.20"},{"v":0,"d":"0.00"},{"v":0,"d":"0.0000%"},{"v":0,"d":"0.00"},"I","GER, GYN, GYU, NEU, PLM, URO",96190089]
[890,"B2.2",null,"B89453","Coral Sense Mini","Mini","IDS","ES","ks",{"v":0.1,"d":"10.00%"},0.21,0.21,{"v":0,"d":"0.00"},{"v":0,"d":"0.0000%"},{"v":0,"d":"0.00"},"I","GER, GYN, GYU, NEU, PLM, URO",96190029]
[891,"B2.2",null,"B66161","Abena Light Super 4","savosť 950 ml, veľkosť 44 cm, á 30 ks","BAM","DK","ks",{"v":0.1,"d":"10.00%"},0.22,0.22,{"v":0,"d":"0.00"},{"v":0,"d":"0.0000%"},{"v":0,"d":"0.00"},"I","GER, GYN, GYU, NEU, PLM, URO",481840]
[892,"B2.2",null,"B28061","Molicare Premium Form extra","savosť 1626 ml,á 30 ks","HAR","CZ","ks",{"v":0.1,"d":"10.00%"},0.22,0.22,{"v":0,"d":"0.00"},{"v":0,"d":"0.0000%"},{"v":0,"d":"0.00"},"I","GER, GYN, GYU, NEU, PLM, URO",481840]
[893,"B2.2",null,"B90212","Ema Super plienky vkladacie","Super, savosť 580ml, veľkosť 38x12,5cm, á 10ks","EMG","SK","ks",{"v":0.1,"d":"10.00%"},0.26,0.26,{"v":0,"d":"0.00"},{"v":0,"d":"0.0000%"},{"v":0,"d":"0.00"},"I","GER, GYN, GYU, NEU, PLM, URO",48184099]
[894,"B2.2",null,"B0196A","San Seni Prima","rozmer 32,5x61 cm, savosť 1100 ml","TZMO","PL","ks",{"v":0.1,"d":"10.00%"},0.26,0.26,{"v":0,"d":"0.00"},{"v":0,"d":"0.0000%"},{"v":0,"d":"0.00"},"I","GER, GYN, GYU, NEU, PLM, URO",96190029]
[895,"B2.2",null,"B21340","Abri San 4, Air Plus","savosť 950 ml, veľkosť 44 cm, á 28 ks","BAM","DK","ks",{"v":0.1,"d":"10.00%"},0.28,0.28,{"v":0,"d":"0.00"},{"v":0,"d":"0.0000%"},{"v":0,"d":"0.00"},"I","GER, GYN, GYU, NEU, PLM, URO",481840]
[896,"B2.2",null,"B83427","Attends Soft Super","savosť 1000 ml, veľkosť 39,5 cm, á 46 ks","ATT","SE","ks",{"v":0.1,"d":"10.00%"},0.28,0.28,{"v":0,"d":"0.00"},{"v":0,"d":"0.0000%"},{"v":0,"d":"0.00"},"I","GER, GYN, GYU, NEU, PLM, URO",48184099]
[897,"B2.2",null,"B53319","MoliCare Premium Lady Pad 4.5 Drops","914 ml, 14 ks","HAR","CZ","ks",{"v":0.1,"d":"10.00%"},0.28,0.28,{"v":0,"d":"0.00"},{"v":0,"d":"0.0000%"},{"v":0,"d":"0.00"},"I","GER, GYN, GYU, NEU, PLM, URO",481840]
[898,"B2.2",null,"B0197A","San Seni Regular","rozmer 37x69 cm, savosť 1500 ml","TZMO","PL","ks",{"v":0.1,"d":"10.00%"},0.28,0.28,{"v":0,"d":"0.00"},{"v":0,"d":"0.0000%"},{"v":0,"d":"0.00"},"I","GER, GYN, GYU, NEU, PLM, URO",96190029]
[899,"B2.2",null,"B83428","Attends Soft 5","savosť 1100 ml, veľkosť 48,6 cm, á 38 ks","ATT","SE","ks",{"v":0.1,"d":"10.00%"},0.29,0.29,{"v":0,"d":"0.00"},{"v":0,"d":"0.0000%"},{"v":0,"d":"0.00"},"I","GER, GYN, GYU, NEU, PLM, URO",48184019]
[900,"B2.2",null,"B86460","Attends Soft 6","savosť 1250 ml, veľkosť 48,6 cm, á 38 ks","ATT","SE","ks",{"v":0.1,"d":"10.00%"},0.29,0.29,{"v":0,"d":"0.00"},{"v":0,"d":"0.0000%"},{"v":0,"d":"0.00"},"I","GER, GYN, GYU, NEU, PLM, URO",48184019]
[901,"B2.2",null,"B21037","Depend Normal","savosť 1405 ml, veľkosť 57 cm, á 16 ks","KCI","NL","ks",{"v":0.1,"d":"10.00%"},0.29,0.29,{"v":0,"d":"0.00"},{"v":0,"d":"0.0000%"},{"v":0,"d":"0.00"},"I","GER, GYN, GYU, NEU, PLM, URO",481840]
[902,"B2.2",null,"B60605","San Seni Normal","savosť 1218 ml, veľkosť 55 cm, á 10  ks","TZM","PL","ks",{"v":0.1,"d":"10.00%"},0.29,0.29,{"v":0,"d":"0.00"},{"v":0,"d":"0.0000%"},{"v":0,"d":"0.00"},"I","GER, GYN, GYU, NEU, PLM, URO",481840]
[903,"B2.2",null,"B21341","Abri San 5, Air Plus","savosť 1200 ml, veľkosť 54 cm, á 36 ks","BAM","DK","ks",{"v":0.1,"d":"10.00%"},0.32,0.32,{"v":0,"d":"0.00"},{"v":0,"d":"0.0000%"},{"v":0,"d":"0.00"},"I","GER, GYN, GYU, NEU, PLM, URO",481840]
[904,"B2.2",null,"B86461","Attends Soft 7","savosť 1499 ml, veľkosť 48,6 cm, á 38 ks","ATT","SE","ks",{"v":0.1,"d":"10.00%"},0.32,0.32,{"v":0,"d":"0.00"},{"v":0,"d":"0.0000%"},{"v":0,"d":"0.00"},"I","GER, GYN, GYU, NEU, PLM, URO",48184019]
[905,"B2.2",null,"B96403","MoliCare Premium Lady Pad 4 Drops","782 ml, 14 ks","PHR","D","ks",{"v":0.1,"d":"10.00%"},0.32,0.32,{"v":0,"d":"0.00"},{"v":0,"d":"0.0000%"},{"v":0,"d":"0.00"},"I","GER, GYN, GYU, NEU, PLM, URO",96190089]
[906,"B2.2",null,"B85742","IndasForm Super M","absorpcia 1745 ml/ 28 ks","IDS","ES","ks",{"v":0.1,"d":"10.00%"},0.33,0.33,{"v":0,"d":"0.00"},{"v":0,"d":"0.0000%"},{"v":0,"d":"0.00"},"I","GER, GYN, GYU, NEU, PLM, URO",4818409900]
[907,"B2.2",null,"B90213","Plienky vkladacie inkontinenčné Sanete Comfort","Plus, savosť 1200 ml, veľkosť 63x30 cm, á 15ks","CLL","SK","ks",{"v":0.1,"d":"10.00%"},0.33,0.33,{"v":0,"d":"0.00"},{"v":0,"d":"0.0000%"},{"v":0,"d":"0.00"},"I","GER, GYN, GYU, NEU, PLM, URO",48184099]
[908,"B2.2",null,"B94876","Seni Lady Plus","rozmer 21x42 cm, savosť 930 ml, á 15 ks","TZM","PL","ks",{"v":0.1,"d":"10.00%"},0.33,0.33,{"v":0,"d":"0.00"},{"v":0,"d":"0.0000%"},{"v":0,"d":"0.00"},"I","GER, GYN, GYU, NEU, PLM, URO",96190029]
[909,"B2.2",null,"B59713","Attends Contours Regular 6","savosť 1499 ml, veľkosť  58 cm, á 35 ks","PPS","SE","ks",{"v":0.1,"d":"10.00%"},0.34,0.34,{"v":0,"d":"0.00"},{"v":0,"d":"0.0000%"},{"v":0,"d":"0.00"},"I","GER, GYN, GYU, NEU, PLM, URO",481840]
[910,"B2.2",null,"B59715","Attends Contours Regular 8","savosť 2499 ml, veľkosť  70 cm, á 28 ks","PPS","SE","ks",{"v":0.1,"d":"10.00%"},0.34,0.34,{"v":0,"d":"0.00"},{"v":0,"d":"0.0000%"},{"v":0,"d":"0.00"},"I","GER, GYN, GYU, NEU, PLM, URO",481840]
[911,"B2.2",null,"B59716","Attends Contours Regular 9","savosť 2899 ml, veľkosť  70 cm, á 28 ks","PPS","SE","ks",{"v":0.1,"d":"10.00%"},0.34,0.34,{"v":0,"d":"0.00"},{"v":0,"d":"0.0000%"},{"v":0,"d":"0.00"},"I","GER, GYN, GYU, NEU, PLM, URO",481840]
[912,"B2.2",null,"B30639","Molicare Premium Form extra plus","savosť 2377 ml, á 30 ks","HAR","DE","ks",{"v":0.1,"d":"10.00%"},0.34,0.34,{"v":0,"d":"0.00"},{"v":0,"d":"0.0000%"},{"v":0,"d":"0.00"},"I","GER, GYN, GYU, NEU, PLM, URO",481840]
[913,"B2.2",null,"B30640","Molicare Premium Form super plus","savosť 2777 ml, á 30 ks","HAR","CZ","ks",{"v":0.1,"d":"10.00%"},0.34,0.34,{"v":0,"d":"0.00"},{"v":0,"d":"0.0000%"},{"v":0,"d":"0.00"},"I","GER, GYN, GYU, NEU, PLM, URO",481840]
[914,"B2.2",null,"B60606","San Seni Uni","savosť 1685 ml, veľkosť 55 cm, á 10  ks","TZM","PL","ks",{"v":0.1,"d":"10.00%"},0.34,0.34,{"v":0,"d":"0.00"},{"v":0,"d":"0.0000%"},{"v":0,"d":"0.00"},"I","GER, GYN, GYU, NEU, PLM, URO",481840]
[915,"B2.2",null,"B21342","Abri San 6, Air Plus","savosť 1600 ml, veľkosť 63 cm, á 34 ks","BAM","DK","ks",{"v":0.1,"d":"10.00%"},0.36,0.36,{"v":0,"d":"0.00"},{"v":0,"d":"0.0000%"},{"v":0,"d":"0.00"},"I","GER, GYN, GYU, NEU, PLM, URO",481840]
[916,"B2.2",null,"B59714","Attends Contours Regular 7","savosť 2099 ml, veľkosť  65 cm, á 28 ks","PPS","SE","ks",{"v":0.1,"d":"10.00%"},0.37,0.37,{"v":0,"d":"0.00"},{"v":0,"d":"0.0000%"},{"v":0,"d":"0.00"},"I","GER, GYN, GYU, NEU, PLM, URO",481840]
[917,"B2.2",null,"B20442","TENA Comfort Plus","savosť 1700 ml,veľkosť 63x35,5 cm,  á 46 ks","SCA","SE","ks",{"v":0.1,"d":"10.00%"},0.37,0.37,{"v":0,"d":"0.00"},{"v":0,"d":"0.0000%"},{"v":0,"d":"0.00"},"I","GER, GYN, GYU, NEU, PLM, URO",481840]
[918,"B2.2",null,"B21344","Abri San 7, Air Plus","savosť 2100 ml, veľkosť 63 cm, á 30 ks","BAM","DK","ks",{"v":0.1,"d":"10.00%"},0.38,0.38,{"v":0,"d":"0.00"},{"v":0,"d":"0.0000%"},{"v":0,"d":"0.00"},"I","GER, GYN, GYU, NEU, PLM, URO",481840]
[919,"B2.2",null,"B21038","Depend Extra","savosť 2003 ml, veľkosť 55 cm, á 20 ks","KCI","NL","ks",{"v":0.1,"d":"10.00%"},0.38,0.38,{"v":0,"d":"0.00"},{"v":0,"d":"0.0000%"},{"v":0,"d":"0.00"},"I","GER, GYN, GYU, NEU, PLM, URO",481840]
[920,"B2.2",null,"B60690","Depend Pads Maximum","savost 953 ml; velkost 12,5x34 cm; á 27 ks, vkladacia plienka ženská","KCI","NL","ks",{"v":0.1,"d":"10.00%"},0.38,0.38,{"v":0,"d":"0.00"},{"v":0,"d":"0.0000%"},{"v":0,"d":"0.00"},"I","GER, GYN, GYU, NEU, PLM, URO",48184099]
[921,"B2.2",null,"B60607","San Seni Maxi","savosť 1979 ml, veľkosť 65 cm, á 10  ks","TZM","PL","ks",{"v":0.1,"d":"10.00%"},0.38,0.38,{"v":0,"d":"0.00"},{"v":0,"d":"0.0000%"},{"v":0,"d":"0.00"},"I","GER, GYN, GYU, NEU, PLM, URO",481840]
[922,"B2.2",null,"B20438","TENA Lady Super","savosť  850 ml, veľkosť 42,9x20,1 cm, á 30 ks","SCA","SE","ks",{"v":0.1,"d":"10.00%"},0.38,0.38,{"v":0,"d":"0.00"},{"v":0,"d":"0.0000%"},{"v":0,"d":"0.00"},"I","GER, GYN, GYU, NEU, PLM, URO",481840]
[923,"B2.2",null,"B92992","Egosan Extra","s bariérou, savosť 1050 ml, á 30ks, obdlžníkové, veľkosť 41x17cm","STX","IT","ks",{"v":0.1,"d":"10.00%"},{"v":0.4,"d":"0.40"},{"v":0.4,"d":"0.40"},{"v":0,"d":"0.00"},{"v":0,"d":"0.0000%"},{"v":0,"d":"0.00"},"I","GER, GYN, GYU, NEU, PLM, URO",481840]
[924,"B2.2",null,"B85743","IndasForm Maxi L","absorpcia 2484 ml/ 28 ks","IDS","ES","ks",{"v":0.1,"d":"10.00%"},{"v":0.4,"d":"0.40"},{"v":0.4,"d":"0.40"},{"v":0,"d":"0.00"},{"v":0,"d":"0.0000%"},{"v":0,"d":"0.00"},"I","GER, GYN, GYU, NEU, PLM, URO",4818409900]
[925,"B2.2",null,"B90215","Plienky vkladacie inkontinenčné Sanete Comfort","Super, savosť 1600 ml, veľkosť 70x37 cm, á 15ks","CLL","SK","ks",{"v":0.1,"d":"10.00%"},{"v":0.4,"d":"0.40"},{"v":0.4,"d":"0.40"},{"v":0,"d":"0.00"},{"v":0,"d":"0.0000%"},{"v":0,"d":"0.00"},"I","GER, GYN, GYU, NEU, PLM, URO",48184099]
[926,"B2.2",null,"B99948","Plienky vkladacie TENA Lady Maxi Night","nasiakavosť 1020ml, 394x146mm, á 12ks","ESG","SE","ks",{"v":0.1,"d":"10.00%"},0.41,0.41,{"v":0,"d":"0.00"},{"v":0,"d":"0.0000%"},{"v":0,"d":"0.00"},"I","GER, GYN, GYU, NEU, PLM, URO",481840]
[927,"B2.2",null,"B20443","TENA Comfort Extra","savosť 2000 ml, veľkosť 63x35,5 cm, á 40 ks","SCA","SE","ks",{"v":0.1,"d":"10.00%"},0.41,0.41,{"v":0,"d":"0.00"},{"v":0,"d":"0.0000%"},{"v":0,"d":"0.00"},"I","GER, GYN, GYU, NEU, PLM, URO",481840]
[928,"B2.2",null,"B91015","Tena Lady Extra Plus","savosť 580 ml, 340x124 mm, á 16 ks","SCA","SE","ks",{"v":0.1,"d":"10.00%"},0.41,0.41,{"v":0,"d":"0.00"},{"v":0,"d":"0.0000%"},{"v":0,"d":"0.00"},"I","GER, GYN, GYU, NEU, PLM, URO",481840]
[929,"B2.2",null,"B91016","Tena Lady Maxi","savosť 857 ml, 377x124 mm, á 12 ks","SCA","SE","ks",{"v":0.1,"d":"10.00%"},0.41,0.41,{"v":0,"d":"0.00"},{"v":0,"d":"0.0000%"},{"v":0,"d":"0.00"},"I","GER, GYN, GYU, NEU, PLM, URO",481840]
[930,"B2.2",null,"B21345","Abri San 9, Air Plus","savosť 2400 ml, veľkosť 70 cm, á 25 ks","BAM","DK","ks",{"v":0.1,"d":"10.00%"},0.42,0.42,{"v":0,"d":"0.00"},{"v":0,"d":"0.0000%"},{"v":0,"d":"0.00"},"I","GER, GYN, GYU, NEU, PLM, URO",481840]
[931,"B2.2",null,"B21343","Abri San 8, Air Plus","savosť 2500 ml, veľkosť 63 cm, á 21 ks","BAM","DK","ks",{"v":0.1,"d":"10.00%"},0.46,0.46,{"v":0,"d":"0.00"},{"v":0,"d":"0.0000%"},{"v":0,"d":"0.00"},"I","GER, GYN, GYU, NEU, PLM, URO",481840]
[932,"B2.2",null,"B60608","San Seni Plus","savosť 2477 ml, veľkosť 65 cm, á 10  ks","TZM","PL","ks",{"v":0.1,"d":"10.00%"},0.46,0.46,{"v":0,"d":"0.00"},{"v":0,"d":"0.0000%"},{"v":0,"d":"0.00"},"I","GER, GYN, GYU, NEU, PLM, URO",481840]
[933,"B2.2",null,"B0198A","San Seni Plus Extra","rozmer 39x75 cm, savosť 3500 ml","TZMO","PL","ks",{"v":0.1,"d":"10.00%"},0.46,0.46,{"v":0,"d":"0.00"},{"v":0,"d":"0.0000%"},{"v":0,"d":"0.00"},"I","GER, GYN, GYU, NEU, PLM, URO",96190029]
[934,"B2.2",null,"B92688","TENA Comfort Super","á 36 ks, savosť: 2 200 ml, veľkosť: 64x36 cm","SCA","SE","ks",{"v":0.1,"d":"10.00%"},0.46,0.46,{"v":0,"d":"0.00"},{"v":0,"d":"0.0000%"},{"v":0,"d":"0.00"},"I","GER, GYN, GYU, NEU, PLM, URO",481840]
[935,"B2.2",null,"B21346","Abri San 10, Air Plus","savosť 2800 ml, veľkosť 70 cm, á 21 ks","BAM","DK","ks",{"v":0.1,"d":"10.00%"},0.48,0.48,{"v":0,"d":"0.00"},{"v":0,"d":"0.0000%"},{"v":0,"d":"0.00"},"I","GER, GYN, GYU, NEU, PLM, URO",481840]
[936,"B2.2",null,"B21347","Abri San 11, Air Plus","savosť 3400 ml, veľkosť 70 cm, á 16 ks","BAM","DK","ks",{"v":0.1,"d":"10.00%"},0.49,0.49,{"v":0,"d":"0.00"},{"v":0,"d":"0.0000%"},{"v":0,"d":"0.00"},"I","GER, GYN, GYU, NEU, PLM, URO",481840]
[937,"B2.2",null,"B28059","Molicare Premium Form normal plus","savosť 1483 ml, á 30 ks","HAR","CZ","ks",{"v":0.1,"d":"10.00%"},0.49,0.49,{"v":0,"d":"0.00"},{"v":0,"d":"0.0000%"},{"v":0,"d":"0.00"},"I","GER, GYN, GYU, NEU, PLM, URO",481840]
[938,"B2.2",null,"B73329","Plienka vkladacia Egosan Super","anatomicky tvarovaná, savosť 2 250 ml/30 ks","STX","IT","ks",{"v":0.1,"d":"10.00%"},0.49,0.49,{"v":0,"d":"0.00"},{"v":0,"d":"0.0000%"},{"v":0,"d":"0.00"},"I","GER, GYN, GYU, NEU, PLM, URO",481840]
[939,"B2.2",null,"B20445","TENA Comfort Maxi","savosť 3200 ml, veľkosť 65,5x40 cm, á 28 ks","SCA","SE","ks",{"v":0.1,"d":"10.00%"},0.49,0.49,{"v":0,"d":"0.00"},{"v":0,"d":"0.0000%"},{"v":0,"d":"0.00"},"I","GER, GYN, GYU, NEU, PLM, URO",481840]
[940,"B2.2",null,"B21039","Depend Super","savosť 1400 ml, veľkosť 75 cm, á 20 ks","KCI","CZ","ks",{"v":0.1,"d":"10.00%"},0.51,0.51,{"v":0,"d":"0.00"},{"v":0,"d":"0.0000%"},{"v":0,"d":"0.00"},"I","GER, GYN, GYU, NEU, PLM, URO",481840]
[941,"B2.2",null,"B73895","DEPEND Super Plus","savosť 3352 ml, veľkosť 36x75 cm, á 20 ks","KCI","NL","ks",{"v":0.1,"d":"10.00%"},0.59,0.59,{"v":0,"d":"0.00"},{"v":0,"d":"0.0000%"},{"v":0,"d":"0.00"},"I","GER, GYN, GYU, NEU, PLM, URO",481840]
[942,"B2.2",null,"B94622","Plienky inkontinenčné Inka large super plus","obvod pásu 100-150cm, rozmer 990x800mm, 100gr., savosť 2600ml","BUK","SK","ks",{"v":0.1,"d":"10.00%"},0.65,0.65,{"v":0,"d":"0.00"},{"v":0,"d":"0.0000%"},{"v":0,"d":"0.00"},"I","GER, GYN, GYU, NEU, PLM, URO",481840]
[943,"B2.2",null,"B95491","Plienky inkontinenčné Inka Comfort Plus small","obvod  pásu 50 cm – 80 cm, 670x450  mm, vysoká savosť","BUK","SK","ks",{"v":0.1,"d":"10.00%"},{"v":0.7,"d":"0.70"},{"v":0.7,"d":"0.70"},{"v":0,"d":"0.00"},{"v":0,"d":"0.0000%"},{"v":0,"d":"0.00"},"I","GER, GYN, GYU, NEU, PLM, URO",481840]
[944,"B2.2",null,"B95488","Plienky inkontinenčné Inka Comfort medium","obvod pásu 70 cm – 120 cm,790x630 mm, stredná savosť","BUK","SK","ks",{"v":0.1,"d":"10.00%"},0.73,0.73,{"v":0,"d":"0.00"},{"v":0,"d":"0.0000%"},{"v":0,"d":"0.00"},"I","GER, GYN, GYU, NEU, PLM, URO",481840]
[945,"B2.2",null,"B94623","Plienky inkontinenčné Inka extra large plus","obvod pásu 100-170cm, rozmer 990x850mm, 160gr., savosť 2850ml","BUK","SK","ks",{"v":0.1,"d":"10.00%"},0.75,0.75,{"v":0,"d":"0.00"},{"v":0,"d":"0.0000%"},{"v":0,"d":"0.00"},"I","GER, GYN, GYU, NEU, PLM, URO",481840]
[946,"B2.2",null,"B95492","Plienky inkontinenčné Inka Comfort Plus medium","obvod pásu 70 cm – 120 cm, 790x630 mm, vysoká savosť","BUK","SK","ks",{"v":0.1,"d":"10.00%"},0.78,0.78,{"v":0,"d":"0.00"},{"v":0,"d":"0.0000%"},{"v":0,"d":"0.00"},"I","GER, GYN, GYU, NEU, PLM, URO",481840]
[947,"B2.2",null,"B95489","Plienky inkontinenčné Inka Comfort large","obvod pásu 100 cm – 150 cm, 990x800 mm, stredná  savosť","BUK","SK","ks",{"v":0.1,"d":"10.00%"},0.81,0.81,{"v":0,"d":"0.00"},{"v":0,"d":"0.0000%"},{"v":0,"d":"0.00"},"I","GER, GYN, GYU, NEU, PLM, URO",481840]
[948,"B2.2",null,"B95494","Plienky inkontinenčné Inka Comfort Plus extra large","obvod pásu 150 cm – 170 cm, 990x850 mm, vysoká savosť","BUK","SK","ks",{"v":0.1,"d":"10.00%"},0.82,0.82,{"v":0,"d":"0.00"},{"v":0,"d":"0.0000%"},{"v":0,"d":"0.00"},"I","GER, GYN, GYU, NEU, PLM, URO",481840]
[949,{"$nulls":3},"B3.1 Plienkové nohavičky detské",{"$nulls":11},0,"ks"]
[950,"B3.1",null,"B21359","Bambo 3","pre deti 4-8 kg, savosť 750 ml, á 28 ks, priedušné","BAM","DK","ks",{"v":0.1,"d":"10.00%"},0.26,0.26,{"v":0,"d":"0.00"},{"v":0,"d":"0.0000%"},{"v":0,"d":"0.00"},"I","CHI, GYN, GYU, NEU, ONK, PLM, URO",481840]
[951,"B3.1",null,"B38907","Plienkové nohavičky detské","savosť 990 ml 15-25 kg","OTX","BE","ks",{"v":0.1,"d":"10.00%"},0.28,0.28,{"v":0,"d":"0.00"},{"v":0,"d":"0.0000%"},{"v":0,"d":"0.00"},"I","CHI, GYN, GYU, NEU, ONK, PLM, URO",481840]
[952,"B3.1",null,"B21360","Bambo 4","pre deti 7-14 kg, savosť 950 ml, á 24 ks, priedušné","BAM","DK","ks",{"v":0.1,"d":"10.00%"},{"v":0.3,"d":"0.30"},{"v":0.3,"d":"0.30"},{"v":0,"d":"0.00"},{"v":0,"d":"0.0000%"},{"v":0,"d":"0.00"},"I","CHI, GYN, GYU, NEU, ONK, PLM, URO",481840]
[953,"B3.1",null,"B95288","Ema kids 12-25 kg","plienky detské, savosť 1040 ml","EMG","SK","ks",{"v":0.1,"d":"10.00%"},{"v":0.3,"d":"0.30"},{"v":0.3,"d":"0.30"},{"v":0,"d":"0.00"},{"v":0,"d":"0.0000%"},{"v":0,"d":"0.00"},"I","CHI, GYN, GYU, NEU, ONK, PLM, URO",96190081]
[954,"B3.1",null,"B91191","Seni Kids Junior á 30 ks","hmotnosť 12-25 kg, savosť 960 ml","TZM","PL","ks",{"v":0.1,"d":"10.00%"},{"v":0.3,"d":"0.30"},{"v":0.3,"d":"0.30"},{"v":0,"d":"0.00"},{"v":0,"d":"0.0000%"},{"v":0,"d":"0.00"},"I","CHI, GYN, GYU, NEU, ONK, PLM, URO",48184090]
[955,"B3.1",null,"B21361","Bambo 5","pre deti 12-18 kg, savosť 1100 ml, á 22 ks, priedušné","BAM","DK","ks",{"v":0.1,"d":"10.00%"},0.32,0.32,{"v":0,"d":"0.00"},{"v":0,"d":"0.0000%"},{"v":0,"d":"0.00"},"I","CHI, GYN, GYU, NEU, ONK, PLM, URO",481840]
[956,"B3.1",null,"B0052A","nohavičky ID Comfy Junior pants ( 4-7 rokov)","abs. 1176 ml, veľkosť 550x272 mm / 14 ks","ONT","BE","ks",{"v":0.1,"d":"10.00%"},0.32,0.32,{"v":0,"d":"0.00"},{"v":0,"d":"0.0000%"},{"v":0,"d":"0.00"},"I","CHI, GYN, GYU, NEU, ONK, PLM, URO",48184099]
[957,"B3.1",null,"B0053A","nohavičky ID Comfy Junior pants ( 8-15 rokov)","abs. 1176 ml, veľkosť 950x800 mm / 14 ks","ONT","BE","ks",{"v":0.1,"d":"10.00%"},0.32,0.32,{"v":0,"d":"0.00"},{"v":0,"d":"0.0000%"},{"v":0,"d":"0.00"},"I","CHI, GYN, GYU, NEU, ONK, PLM, URO",48184099]
[958,"B3.1",null,"B91192","Seni Kids Junior Extra á 30 ks","hmotnosť 16-30 kg, savosť 1050 ml","TZM","PL","ks",{"v":0.1,"d":"10.00%"},0.32,0.32,{"v":0,"d":"0.00"},{"v":0,"d":"0.0000%"},{"v":0,"d":"0.00"},"I","CHI, GYN, GYU, NEU, ONK, PLM, URO",48184090]
[959,"B3.1",null,"B53155","Bambo 6","pre deti 16-30 kg, savosť 1150 ml, á 20 ks, priedušné","BAM","DK","ks",{"v":0.1,"d":"10.00%"},0.34,0.34,{"v":0,"d":"0.00"},{"v":0,"d":"0.0000%"},{"v":0,"d":"0.00"},"I","CHI, GYN, GYU, NEU, ONK, PLM, URO",481840]
[960,"B3.1",null,"B72668","Bambo Pants 5","pre deti 12-18 kg, savosť 900 ml, á 19 ks, priedušné","BAM","DK","ks",{"v":0.1,"d":"10.00%"},0.44,0.44,{"v":0,"d":"0.00"},{"v":0,"d":"0.0000%"},{"v":0,"d":"0.00"},"I","CHI, GYN, GYU, NEU, ONK, PLM, URO",481840]
[961,"B3.1",null,"B35719","Fixies Classic Junior","savosť 375 ml, 15 - 25 kg, á 40 ks","HAR","DE","ks",{"v":0.1,"d":"10.00%"},0.44,0.44,{"v":0,"d":"0.00"},{"v":0,"d":"0.0000%"},{"v":0,"d":"0.00"},"I","CHI, GYN, GYU, NEU, ONK, PLM, URO",481840]
[962,"B3.1",null,"B35717","Fixies Classic Maxi","savosť 335 ml, 7 - 18 kg, á 48 ks","HAR","DE","ks",{"v":0.1,"d":"10.00%"},0.44,0.44,{"v":0,"d":"0.00"},{"v":0,"d":"0.0000%"},{"v":0,"d":"0.00"},"I","CHI, GYN, GYU, NEU, ONK, PLM, URO",481840]
[963,"B3.1",null,"B72669","Bambo Pants 6","pre deti 18+ kg, savosť 1000 ml, á 18 ks, priedušné","BAM","DK","ks",{"v":0.1,"d":"10.00%"},0.49,0.49,{"v":0,"d":"0.00"},{"v":0,"d":"0.0000%"},{"v":0,"d":"0.00"},"I","CHI, GYN, GYU, NEU, ONK, PLM, URO",481840]
[964,{"$nulls":3},"B3.2 Plienkové nohavičky",{"$nulls":11},{"v":0,"d":"0%"},"ks"]
[965,"B3.2",null,"B98171","Nohavičky plienkové Seni Classic Small","pás 55-80 cm, 1500 ml, 30 ks","TZM","PL","ks",{"v":0.1,"d":"10.00%"},{"v":0.3,"d":"0.30"},{"v":0.3,"d":"0.30"},{"v":0,"d":"0.00"},{"v":0,"d":"0.0000%"},{"v":0,"d":"0.00"},"I","CHI, GER, GYN, GYU, NEU, ONK, PLM, URO",96190029]
[966,"B3.2",null,"B28378","TENA Slip Plus Extra Small,","savosť 1410 ml, obvod bokov  49-74 cm, veľkosť 61,4x42 cm, á 30 ks, priedušné","SCA","SE","ks",{"v":0.1,"d":"10.00%"},0.33,0.33,{"v":0,"d":"0.00"},{"v":0,"d":"0.0000%"},{"v":0,"d":"0.00"},"I","CHI, GER, GYN, GYU, NEU, ONK, PLM, URO",481840]
[967,"B3.2",null,"B35286","Molicare extra small","savosť 770 ml, obvod bokov 40 - 70 cm, á  30 ks","HAR","DE","ks",{"v":0.1,"d":"10.00%"},0.36,0.36,{"v":0,"d":"0.00"},{"v":0,"d":"0.0000%"},{"v":0,"d":"0.00"},"I","CHI, GER, GYN, GYU, NEU, ONK, PLM, URO",481840]
[968,"B3.2",null,"B91190","Super Seni Plus Air Extra Small","obvod pása 40-60 cm, savosť 1800 ml á 10 ks","TZM","PL","ks",{"v":0.1,"d":"10.00%"},0.36,0.36,{"v":0,"d":"0.00"},{"v":0,"d":"0.0000%"},{"v":0,"d":"0.00"},"I","CHI, GER, GYN, GYU, NEU, ONK, PLM, URO",48184090]
[969,"B3.2",null,"B30568","Abri Form XS2, Air Plus","savosť 1400 ml, obvod pása 50-65 cm, á 32 ks","BAM","DK","ks",{"v":0.1,"d":"10.00%"},0.37,0.37,{"v":0,"d":"0.00"},{"v":0,"d":"0.0000%"},{"v":0,"d":"0.00"},"I","CHI, GER, GYN, GYU, NEU, ONK, PLM, URO",481840]
[970,"B3.2",null,"B35290","Molicare Super small","savosť 1300 ml, obvod bokov 50-80 cm, á  30 ks","HAR","DE","ks",{"v":0.1,"d":"10.00%"},0.37,0.37,{"v":0,"d":"0.00"},{"v":0,"d":"0.0000%"},{"v":0,"d":"0.00"},"I","CHI, GER, GYN, GYU, NEU, ONK, PLM, URO",481840]
[971,"B3.2",null,"B98172","Nohavičky plienkové Seni Classic Plus Small","pás 55-80 cm, 2000 ml, 30 ks","TZM","PL","ks",{"v":0.1,"d":"10.00%"},0.37,0.37,{"v":0,"d":"0.00"},{"v":0,"d":"0.0000%"},{"v":0,"d":"0.00"},"I","CHI, GER, GYN, GYU, NEU, ONK, PLM, URO",96190029]
[972,"B3.2",null,"B60696","Super Seni Small","savosť 1600 ml, obvod bokov 55-80 cm, á 30 ks","TZM","PL","ks",{"v":0.1,"d":"10.00%"},0.37,0.37,{"v":0,"d":"0.00"},{"v":0,"d":"0.0000%"},{"v":0,"d":"0.00"},"I","CHI, GER, GYN, GYU, NEU, ONK, PLM, URO",481840]
[973,"B3.2",null,"B35288","Molicare medium","savosť 1170 ml, obvod bokov 90 - 120 cm,   á 30 ks","HAR","CZ","ks",{"v":0.1,"d":"10.00%"},0.41,0.41,{"v":0,"d":"0.00"},{"v":0,"d":"0.0000%"},{"v":0,"d":"0.00"},"I","CHI, GER, GYN, GYU, NEU, ONK, PLM, URO",481840]
[974,"B3.2",null,"B97984","Nohavičky plienkové Seni Classic Medium","pás 75-110 cm, 2200 ml, 30 ks","TZM","PL","ks",{"v":0.1,"d":"10.00%"},0.41,0.41,{"v":0,"d":"0.00"},{"v":0,"d":"0.0000%"},{"v":0,"d":"0.00"},"I","CHI, GER, GYN, GYU, NEU, ONK, PLM, URO",96190029]
[975,"B3.2",null,"B20446","TENA Slip Plus Small","savosť 1730 ml, obvod bokov 56-85 cm, veľkosť 69,4x48 cm, á 30 ks, priedušné","SCA","SE","ks",{"v":0.1,"d":"10.00%"},0.42,0.42,{"v":0,"d":"0.00"},{"v":0,"d":"0.0000%"},{"v":0,"d":"0.00"},"I","CHI, GER, GYN, GYU, NEU, ONK, PLM, URO",481840]
[976,"B3.2",null,"B59699","Attends Slip Regular 9 S","savosť 2099 ml, obvod bokov 50 - 80 cm, á 28 ks","PPS","SE","ks",{"v":0.1,"d":"10.00%"},0.44,0.44,{"v":0,"d":"0.00"},{"v":0,"d":"0.0000%"},{"v":0,"d":"0.00"},"I","CHI, GER, GYN, GYU, NEU, ONK, PLM, URO",481840]
[977,"B3.2",null,"B95423","Plienky inkontinenčné nateen COMBI PLUS S","Obvod bokov 65-105 cm,savosť 1800ml","APG","CN","ks",{"v":0.1,"d":"10.00%"},0.44,0.44,{"v":0,"d":"0.00"},{"v":0,"d":"0.0000%"},{"v":0,"d":"0.00"},"I","CHI, GER, GYN, GYU, NEU, ONK, PLM, URO",96190089]
[978,"B3.2",null,"B60597","Super Seni Plus Small","savosť 2100 ml, obvod bokov 55-80 cm, á 10 ks","TZM","PL","ks",{"v":0.1,"d":"10.00%"},0.44,0.44,{"v":0,"d":"0.00"},{"v":0,"d":"0.0000%"},{"v":0,"d":"0.00"},"I","CHI, GER, GYN, GYU, NEU, ONK, PLM, URO",481840]
[979,"B3.2",null,"B60594","Super Seni Medium","savosť 2300ml, obvod bokov 75-110 cm, á 10 ks","TZM","PL","ks",{"v":0.1,"d":"10.00%"},0.45,0.45,{"v":0,"d":"0.00"},{"v":0,"d":"0.0000%"},{"v":0,"d":"0.00"},"I","CHI, GER, GYN, GYU, NEU, ONK, PLM, URO",481840]
[980,"B3.2",null,"B59696","Attends Slip Active 8 M","savosť 2099 ml, obvod bokov 75 - 110 cm , á 28 ks","PPS","SE","ks",{"v":0.1,"d":"10.00%"},0.46,0.46,{"v":0,"d":"0.00"},{"v":0,"d":"0.0000%"},{"v":0,"d":"0.00"},"I","CHI, GER, GYN, GYU, NEU, ONK, PLM, URO",481840]
[981,"B3.2",null,"B97987","Nohavičky plienkové Seni Classic Plus Medium","pás 75-110 cm, 2800 ml, 30 ks","TZM","PL","ks",{"v":0.1,"d":"10.00%"},0.46,0.46,{"v":0,"d":"0.00"},{"v":0,"d":"0.0000%"},{"v":0,"d":"0.00"},"I","CHI, GER, GYN, GYU, NEU, ONK, PLM, URO",96190029]
[982,"B3.2",null,"B20447","TENA Slip Plus Medium","savosť 2165 ml, obvod bokov 73-122 cm, veľkosť 82,8x65 cm, á 30 ks, priedušné","SCA","SE","ks",{"v":0.1,"d":"10.00%"},0.46,0.46,{"v":0,"d":"0.00"},{"v":0,"d":"0.0000%"},{"v":0,"d":"0.00"},"I","CHI, GER, GYN, GYU, NEU, ONK, PLM, URO",481840]
[983,"B3.2",null,"B21336","Abri Form S2, Air Plus","savosť 1800 ml, obvod pása 50-80 cm, á 28 ks","BAM","DK","ks",{"v":0.1,"d":"10.00%"},0.48,0.48,{"v":0,"d":"0.00"},{"v":0,"d":"0.0000%"},{"v":0,"d":"0.00"},"I","CHI, GER, GYN, GYU, NEU, ONK, PLM, URO",481840]
[984,"B3.2",null,"B59701","Attends Slip Active 9 L","savosť 2899 ml, obvod bokov 100 - 145 cm, á 28 ks","PPS","SE","ks",{"v":0.1,"d":"10.00%"},0.48,0.48,{"v":0,"d":"0.00"},{"v":0,"d":"0.0000%"},{"v":0,"d":"0.00"},"I","CHI, GER, GYN, GYU, NEU, ONK, PLM, URO",481840]
[985,"B3.2",null,"B59700","Attends Slip Active 9 M","savosť 2499 ml, obvod bokov 75 - 110 cm, á 28 ks","PPS","SE","ks",{"v":0.1,"d":"10.00%"},0.48,0.48,{"v":0,"d":"0.00"},{"v":0,"d":"0.0000%"},{"v":0,"d":"0.00"},"I","CHI, GER, GYN, GYU, NEU, ONK, PLM, URO",481840]
[986,"B3.2",null,"B35289","Molicare large","savosť 1450 ml, obvod bokov 100 - 150 cm, á 30 ks","HAR","CZ","ks",{"v":0.1,"d":"10.00%"},0.48,0.48,{"v":0,"d":"0.00"},{"v":0,"d":"0.0000%"},{"v":0,"d":"0.00"},"I","CHI, GER, GYN, GYU, NEU, ONK, PLM, URO",481840]
[987,"B3.2",null,"B98929","Nohavičky inkontinenčné MoliCare Elastic 6 drops S","50-90 cm, 1784 ml","PHR","D","ks",{"v":0.1,"d":"10.00%"},0.48,0.48,{"v":0,"d":"0.00"},{"v":0,"d":"0.0000%"},{"v":0,"d":"0.00"},"I","CHI, GER, GYN, GYU, NEU, ONK, PLM, URO",96190089]
[988,"B3.2",null,"B50482","TENA Flex Plus Medium","savosť 1820 ml, boky71-102 cm, veľkosť 80,3x35 cm, á 30 ks, priedušné","SCA","SE","ks",{"v":0.1,"d":"10.00%"},0.48,0.48,{"v":0,"d":"0.00"},{"v":0,"d":"0.0000%"},{"v":0,"d":"0.00"},"I","CHI, GER, GYN, GYU, NEU, ONK, PLM, URO",481840]
[989,"B3.2",null,"B20449","TENA Slip Super Small","savosť 1800 ml, obvod bokov 56-85 cm, veľkosť 69,4x48 cm, á 30 ks, priedušné","SCA","SE","ks",{"v":0.1,"d":"10.00%"},0.48,0.48,{"v":0,"d":"0.00"},{"v":0,"d":"0.0000%"},{"v":0,"d":"0.00"},"I","CHI, GER, GYN, GYU, NEU, ONK, PLM, URO",481840]
[990,"B3.2",null,"B59697","Attends Slip Active 8 L","savosť 2499 ml, obvod bokov 100 - 145 cm, á 28 ks","PPS","SE","ks",{"v":0.1,"d":"10.00%"},0.49,0.49,{"v":0,"d":"0.00"},{"v":0,"d":"0.0000%"},{"v":0,"d":"0.00"},"I","CHI, GER, GYN, GYU, NEU, ONK, PLM, URO",481840]
[991,"B3.2",null,"B59698","Attends Slip Regular 9 XS","savosť 1699 ml, obvod bokov 40 - 70 cm, á 28 ks","PPS","SE","ks",{"v":0.1,"d":"10.00%"},0.49,0.49,{"v":0,"d":"0.00"},{"v":0,"d":"0.0000%"},{"v":0,"d":"0.00"},"I","CHI, GER, GYN, GYU, NEU, ONK, PLM, URO",481840]
[992,"B3.2",null,"B74340","TENA Flex Plus Small","savosť 1620 ml, boky 61-87cm, veľkosť 71x30 cm, á 30ks, priedušné","SCA","SE","ks",{"v":0.1,"d":"10.00%"},0.49,0.49,{"v":0,"d":"0.00"},{"v":0,"d":"0.0000%"},{"v":0,"d":"0.00"},"I","CHI, GER, GYN, GYU, NEU, ONK, PLM, URO",481840]
[993,"B3.2",null,"B96376","Nohavičky inkontinenčné MoliCare Extra L","120 - 150 cm, 2203 ml","PHR","D","ks",{"v":0.1,"d":"10.00%"},{"v":0.5,"d":"0.50"},{"v":0.5,"d":"0.50"},{"v":0,"d":"0.00"},{"v":0,"d":"0.0000%"},{"v":0,"d":"0.00"},"I","CHI, GER, GYN, GYU, NEU, ONK, PLM, URO",96190089]
[994,"B3.2",null,"B96375","Nohavičky inkontinenčné MoliCare Extra M","90 - 120 cm, 1668 ml","PHR","D","ks",{"v":0.1,"d":"10.00%"},{"v":0.5,"d":"0.50"},{"v":0.5,"d":"0.50"},{"v":0,"d":"0.00"},{"v":0,"d":"0.0000%"},{"v":0,"d":"0.00"},"I","CHI, GER, GYN, GYU, NEU, ONK, PLM, URO",96190089]
[995,"B3.2",null,"B97988","Nohavičky plienkové Seni Classic Plus Large","pás 100-150 cm, 3100 ml, 30 ks","TZM","PL","ks",{"v":0.1,"d":"10.00%"},{"v":0.5,"d":"0.50"},{"v":0.5,"d":"0.50"},{"v":0,"d":"0.00"},{"v":0,"d":"0.0000%"},{"v":0,"d":"0.00"},"I","CHI, GER, GYN, GYU, NEU, ONK, PLM, URO",96190029]
[996,"B3.2",null,"B24743","Sentina Inko Slip","small, savosť 1730 ml, obvod bokov 50-80 cm, á 20 ks","LRI","DE","ks",{"v":0.1,"d":"10.00%"},{"v":0.5,"d":"0.50"},{"v":0.5,"d":"0.50"},{"v":0,"d":"0.00"},{"v":0,"d":"0.0000%"},{"v":0,"d":"0.00"},"I","CHI, GER, GYN, GYU, NEU, ONK, PLM, URO",481840]
[997,"B3.2",null,"B24744","Sentina Inko Slip","savosť 2017 ml, obvod pása 70-110, cm veľkosť M, á 20 ks","LRI","DE","ks",{"v":0.1,"d":"10.00%"},{"v":0.5,"d":"0.50"},{"v":0.5,"d":"0.50"},{"v":0,"d":"0.00"},{"v":0,"d":"0.0000%"},{"v":0,"d":"0.00"},"I","CHI, GER, GYN, GYU, NEU, ONK, PLM, URO",481840]
[998,"B3.2",null,"B24745","Sentina Inko Slip","savosť 2502 ml, veľkosť L, obvod bokov 100 - 150 cm, á 20 ks","LRI","DE","ks",{"v":0.1,"d":"10.00%"},{"v":0.5,"d":"0.50"},{"v":0.5,"d":"0.50"},{"v":0,"d":"0.00"},{"v":0,"d":"0.0000%"},{"v":0,"d":"0.00"},"I","CHI, GER, GYN, GYU, NEU, ONK, PLM, URO",481840]
[999,"B3.2",null,"B21377","Abri Form M1, Air Plus","savosť 2000 ml, obvod pása 70-110 cm, á 26 ks","BAM","DK","ks",{"v":0.1,"d":"10.00%"},0.51,0.51,{"v":0,"d":"0.00"},{"v":0,"d":"0.0000%"},{"v":0,"d":"0.00"},"I","CHI, GER, GYN, GYU, NEU, ONK, PLM, URO",481840]
[1000,"B3.2",null,"B31166","Abri Form S4, Air Plus","savosť 2200 ml, obvod pása 50-80 cm, á 22 ks","BAM","DK","ks",{"v":0.1,"d":"10.00%"},0.53,0.53,{"v":0,"d":"0.00"},{"v":0,"d":"0.0000%"},{"v":0,"d":"0.00"},"I","CHI, GER, GYN, GYU, NEU, ONK, PLM, URO",481840]
[1001,"B3.2",null,"B96378","Nohavičky inkontinenčné MoliCare Extra Plus M","90 - 120 cm, 1891 ml","PHR","D","ks",{"v":0.1,"d":"10.00%"},0.53,0.53,{"v":0,"d":"0.00"},{"v":0,"d":"0.0000%"},{"v":0,"d":"0.00"},"I","CHI, GER, GYN, GYU, NEU, ONK, PLM, URO",96190089]
[1002,"B3.2",null,"B0048A","nohavičky plienkové ID Slip expert extra Plus M","abs. 2400 ml, boky 80 - 125cm, veľ.800x680 mm / 30 ks","ONT","BE","ks",{"v":0.1,"d":"10.00%"},0.53,0.53,{"v":0,"d":"0.00"},{"v":0,"d":"0.0000%"},{"v":0,"d":"0.00"},"I","CHI, GER, GYN, GYU, NEU, ONK, PLM, URO",48184099]
[1003,"B3.2",null,"B97989","Nohavičky plienkové Seni Classic Plus Extra Large","pás 130-170 cm, 3100 ml, 30 ks","TZM","PL","ks",{"v":0.1,"d":"10.00%"},0.53,0.53,{"v":0,"d":"0.00"},{"v":0,"d":"0.0000%"},{"v":0,"d":"0.00"},"I","CHI, GER, GYN, GYU, NEU, ONK, PLM, URO",96190029]
[1004,"B3.2",null,"B60595","Super Seni Large","savosť 2600 ml, obvod bokov 100-150 cm, á 10 ks","TZM","PL","ks",{"v":0.1,"d":"10.00%"},0.53,0.53,{"v":0,"d":"0.00"},{"v":0,"d":"0.0000%"},{"v":0,"d":"0.00"},"I","CHI, GER, GYN, GYU, NEU, ONK, PLM, URO",481840]
[1005,"B3.2",null,"B74341","TENA Flex Super Small","savosť 1910 ml, boky 61-87cm, veľkosť 71x30 cm, á 30ks, priedušné","SCA","SE","ks",{"v":0.1,"d":"10.00%"},0.53,0.53,{"v":0,"d":"0.00"},{"v":0,"d":"0.0000%"},{"v":0,"d":"0.00"},"I","CHI, GER, GYN, GYU, NEU, ONK, PLM, URO",481840]
[1006,"B3.2",null,"B20448","TENA Slip Plus Large","savosť 2360 ml, obvod bokov 92 -144 cm, veľkosť 97,6x80 cm, á 30 ks, priedušné","SCA","SE","ks",{"v":0.1,"d":"10.00%"},0.53,0.53,{"v":0,"d":"0.00"},{"v":0,"d":"0.0000%"},{"v":0,"d":"0.00"},"I","CHI, GER, GYN, GYU, NEU, ONK, PLM, URO",481840]
[1007,"B3.2",null,"B21036","Bobi Absorba Depend Normal Large","savosť 2000 ml, obvod bokov 110 - 150 cm, á 15 ks","KCI","CZ","ks",{"v":0.1,"d":"10.00%"},0.54,0.54,{"v":0,"d":"0.00"},{"v":0,"d":"0.0000%"},{"v":0,"d":"0.00"},"I","CHI, GER, GYN, GYU, NEU, ONK, PLM, URO",481840]
[1008,"B3.2",null,"B21035","Bobi Absorba Depend Normal Medium","savosť 1500 ml, obvod bokov 75-110 cm, á 15 ks","KCI","CZ","ks",{"v":0.1,"d":"10.00%"},0.54,0.54,{"v":0,"d":"0.00"},{"v":0,"d":"0.0000%"},{"v":0,"d":"0.00"},"I","CHI, GER, GYN, GYU, NEU, ONK, PLM, URO",481840]
[1009,"B3.2",null,"B21034","Bobi Absorba Depend Normal Small","savosť 1130 ml, obvod bokov 55 - 80 cm, á 15 ks","KCI","CZ","ks",{"v":0.1,"d":"10.00%"},0.54,0.54,{"v":0,"d":"0.00"},{"v":0,"d":"0.0000%"},{"v":0,"d":"0.00"},"I","CHI, GER, GYN, GYU, NEU, ONK, PLM, URO",481840]
[1010,"B3.2",null,"B90993","Depend Normal XL","Savost 3000 ml; obvod cez boky 150-170 cm; á 15 ks, plienkové nohavicky","KCI","GB","ks",{"v":0.1,"d":"10.00%"},0.54,0.54,{"v":0,"d":"0.00"},{"v":0,"d":"0.0000%"},{"v":0,"d":"0.00"},"I","CHI, GER, GYN, GYU, NEU, ONK, PLM, URO",48184099]
[1011,"B3.2",null,"B86220","MoliCare Premium Extra Plus XS","savosť 1403 ml, obvod pása 40 - 60 cm","PHR","DE","ks",{"v":0.1,"d":"10.00%"},0.54,0.54,{"v":0,"d":"0.00"},{"v":0,"d":"0.0000%"},{"v":0,"d":"0.00"},"I","CHI, GER, GYN, GYU, NEU, ONK, PLM, URO",48184099]
[1012,"B3.2",null,"B35292","Molicare Super large","savosť 2555 ml, obvod bokov 100 - 150 cm, á 30 ks","HAR","DE","ks",{"v":0.1,"d":"10.00%"},0.54,0.54,{"v":0,"d":"0.00"},{"v":0,"d":"0.0000%"},{"v":0,"d":"0.00"},"I","CHI, GER, GYN, GYU, NEU, ONK, PLM, URO",481840]
[1013,"B3.2",null,"B35291","Molicare Super medium","veľkosť 2, savosť 2 200 ml, obvod bokov 70 - 120 cm, á 30 ks","HAR","DE","ks",{"v":0.1,"d":"10.00%"},0.54,0.54,{"v":0,"d":"0.00"},{"v":0,"d":"0.0000%"},{"v":0,"d":"0.00"},"I","CHI, GER, GYN, GYU, NEU, ONK, PLM, URO",481840]
[1014,"B3.2",null,"B50486","TENA Slip Maxi Small","savosť 2180 ml, obvod bokov 56-85 cm, veľkosť 69,4x48 cm, á 24 ks, priedušné","SCA","SE","ks",{"v":0.1,"d":"10.00%"},0.54,0.54,{"v":0,"d":"0.00"},{"v":0,"d":"0.0000%"},{"v":0,"d":"0.00"},"I","CHI, GER, GYN, GYU, NEU, ONK, PLM, URO",481840]
[1015,"B3.2",null,"B20450","TENA Slip Super Medium","savosť 2570 ml, obvod bokov 73-122 cm, veľkosť 82,65 cm, á 30 ks, priedušné","SCA","SE","ks",{"v":0.1,"d":"10.00%"},0.54,0.54,{"v":0,"d":"0.00"},{"v":0,"d":"0.0000%"},{"v":0,"d":"0.00"},"I","CHI, GER, GYN, GYU, NEU, ONK, PLM, URO",481840]
[1016,"B3.2",null,"B83430","Attends Slip Regular 8 L","savosť 2499 ml, obvod bokov 100 - 145 cm, á 28 ks","ATT","SE","ks",{"v":0.1,"d":"10.00%"},0.55,0.55,{"v":0,"d":"0.00"},{"v":0,"d":"0.0000%"},{"v":0,"d":"0.00"},"I","CHI, GER, GYN, GYU, NEU, ONK, PLM, URO",48184099]
[1017,"B3.2",null,"B50483","TENA Flex Plus Large","savosť 2110 ml, boky 83 -120 cm, veľkosť 86,3x41 cm, á 30 ks, priedušné","SCA","SE","ks",{"v":0.1,"d":"10.00%"},0.55,0.55,{"v":0,"d":"0.00"},{"v":0,"d":"0.0000%"},{"v":0,"d":"0.00"},"I","CHI, GER, GYN, GYU, NEU, ONK, PLM, URO",481840]
[1018,"B3.2",null,"B50484","TENA Flex Super Medium","savosť 2250 ml, boky 71 -102 cm, veľkosť 80,3x35 cm, á 30 ks, priedušné","SCA","SE","ks",{"v":0.1,"d":"10.00%"},0.55,0.55,{"v":0,"d":"0.00"},{"v":0,"d":"0.0000%"},{"v":0,"d":"0.00"},"I","CHI, GER, GYN, GYU, NEU, ONK, PLM, URO",481840]
[1019,"B3.2",null,"B96379","Depend Pants Normal L/XL pre mužov","95 - 150 cm, 1000 ml, á 9 ks","PHR","D","ks",{"v":0.1,"d":"10.00%"},0.57,0.57,{"v":0,"d":"0.00"},{"v":0,"d":"0.0000%"},{"v":0,"d":"0.00"},"I","CHI, GER, GYN, GYU, NEU, ONK, PLM, URO",96190089]
[1020,"B3.2",null,"B96377","Nohavičky inkontinenčné MoliCare Extra Plus S","60 - 90 cm, 1407 ml","PHR","D","ks",{"v":0.1,"d":"10.00%"},0.57,0.57,{"v":0,"d":"0.00"},{"v":0,"d":"0.0000%"},{"v":0,"d":"0.00"},"I","CHI, GER, GYN, GYU, NEU, ONK, PLM, URO",96190089]
[1021,"B3.2",null,"B60598","Super Seni Plus Medium","savosť 2900 ml, obvod bokov 75-110 cm, á 10 ks","TZM","PL","ks",{"v":0.1,"d":"10.00%"},0.57,0.57,{"v":0,"d":"0.00"},{"v":0,"d":"0.0000%"},{"v":0,"d":"0.00"},"I","CHI, GER, GYN, GYU, NEU, ONK, PLM, URO",481840]
[1022,"B3.2",null,"B60701","Seni Super Plus Air Medium","obvod 75-110 cm, savosť 2900 ml, á 30 ks","TZM","PL","ks",{"v":0.1,"d":"10.00%"},0.58,0.58,{"v":0,"d":"0.00"},{"v":0,"d":"0.0000%"},{"v":0,"d":"0.00"},"I","CHI, GER, GYN, GYU, NEU, ONK, PLM, URO",48184090]
[1023,"B3.2",null,"B50485","TENA Flex Super Large","savosť 2570 ml, boky 83 -120 cm, veľkosť 86,3x41 cm, á 30 ks, priedušné","SCA","SE","ks",{"v":0.1,"d":"10.00%"},0.58,0.58,{"v":0,"d":"0.00"},{"v":0,"d":"0.0000%"},{"v":0,"d":"0.00"},"I","CHI, GER, GYN, GYU, NEU, ONK, PLM, URO",481840]
[1024,"B3.2",null,"B20451","TENA Slip Super Large","savosť 2805 ml, obvod bokov 92 -144 cm, veľkosť 97,6x80 cm, á 30 ks, priedušné","SCA","SE","ks",{"v":0.1,"d":"10.00%"},0.58,0.58,{"v":0,"d":"0.00"},{"v":0,"d":"0.0000%"},{"v":0,"d":"0.00"},"I","CHI, GER, GYN, GYU, NEU, ONK, PLM, URO",481840]
[1025,"B3.2",null,"B21379","Abri Form L1, Air Plus","savosť 2500 ml, obvod pása 100-150 cm, á 26 ks","BAM","DK","ks",{"v":0.1,"d":"10.00%"},0.59,0.59,{"v":0,"d":"0.00"},{"v":0,"d":"0.0000%"},{"v":0,"d":"0.00"},"I","CHI, GER, GYN, GYU, NEU, ONK, PLM, URO",481840]
[1026,"B3.2",null,"B59702","Attends Slip Active 10 M","savosť 3299 ml, obvod bokov 75 - 110 cm, á 28 ks","PPS","SE","ks",{"v":0.1,"d":"10.00%"},0.59,0.59,{"v":0,"d":"0.00"},{"v":0,"d":"0.0000%"},{"v":0,"d":"0.00"},"I","CHI, GER, GYN, GYU, NEU, ONK, PLM, URO",481840]
[1027,"B3.2",null,"B83429","Attends Slip Regular 8 M","savosť 2099 ml, obvod bokov 80 - 110 cm, á 28 ks","ATT","SE","ks",{"v":0.1,"d":"10.00%"},0.59,0.59,{"v":0,"d":"0.00"},{"v":0,"d":"0.0000%"},{"v":0,"d":"0.00"},"I","CHI, GER, GYN, GYU, NEU, ONK, PLM, URO",48184099]
[1028,"B3.2",null,"B81039","Molicare Comfort Super medium","savosť 2530 ml, obvod pása 70-120 cm, á 30 ks","PHR","DE","ks",{"v":0.1,"d":"10.00%"},0.61,0.61,{"v":0,"d":"0.00"},{"v":0,"d":"0.0000%"},{"v":0,"d":"0.00"},"I","CHI, GER, GYN, GYU, NEU, ONK, PLM, URO",481840]
[1029,"B3.2",null,"B80021","Nohavičky plienkové EGOSAN All-In-One","veľkosť Small, Extra, obvod pása 50-80 cm, savosť 1500 ml","STX","IT","ks",{"v":0.1,"d":"10.00%"},0.61,0.61,{"v":0,"d":"0.00"},{"v":0,"d":"0.0000%"},{"v":0,"d":"0.00"},"I","CHI, GER, GYN, GYU, NEU, ONK, PLM, URO",481840]
[1030,"B3.2",null,"B95424","Plienky inkontinenčné nateen COMBI PLUS M","Obvod bokov 95-125 cm,savosť 2450ml","APG","CN","ks",{"v":0.1,"d":"10.00%"},0.61,0.61,{"v":0,"d":"0.00"},{"v":0,"d":"0.0000%"},{"v":0,"d":"0.00"},"I","CHI, GER, GYN, GYU, NEU, ONK, PLM, URO",96190089]
[1031,"B3.2",null,"B96336","Super Seni Trio Medium","obvod pása 75-100 cm, savosť 3000 ml","TZM","PL","ks",{"v":0.1,"d":"10.00%"},0.61,0.61,{"v":0,"d":"0.00"},{"v":0,"d":"0.0000%"},{"v":0,"d":"0.00"},"I","CHI, GER, GYN, GYU, NEU, ONK, PLM, URO",96190029]
[1032,"B3.2",null,"B28783","Molicare Classic small","savosť 770 ml, obvod bokov 50-80 cm, á 28 ks","HAR","CZ","ks",{"v":0.1,"d":"10.00%"},0.62,0.62,{"v":0,"d":"0.00"},{"v":0,"d":"0.0000%"},{"v":0,"d":"0.00"},"I","CHI, GER, GYN, GYU, NEU, ONK, PLM, URO",481840]
[1033,"B3.2",null,"B96383","Nohavičky inkontinenčné MoliCare Super Plus L","120 - 150 cm, 2577 ml","PHR","D","ks",{"v":0.1,"d":"10.00%"},0.62,0.62,{"v":0,"d":"0.00"},{"v":0,"d":"0.0000%"},{"v":0,"d":"0.00"},"I","CHI, GER, GYN, GYU, NEU, ONK, PLM, URO",96190089]
[1034,"B3.2",null,"B96382","Nohavičky inkontinenčné MoliCare Super Plus M","90 - 120 cm, 2361 ml","PHR","D","ks",{"v":0.1,"d":"10.00%"},0.62,0.62,{"v":0,"d":"0.00"},{"v":0,"d":"0.0000%"},{"v":0,"d":"0.00"},"I","CHI, GER, GYN, GYU, NEU, ONK, PLM, URO",96190089]
[1035,"B3.2",null,"B96381","Nohavičky inkontinenčné MoliCare Super Plus S","60 - 90 cm, 1609 ml","PHR","D","ks",{"v":0.1,"d":"10.00%"},0.62,0.62,{"v":0,"d":"0.00"},{"v":0,"d":"0.0000%"},{"v":0,"d":"0.00"},"I","CHI, GER, GYN, GYU, NEU, ONK, PLM, URO",96190089]
[1036,"B3.2",null,"B21337","Abri Form M2, Air Plus","savosť 2600 ml, obvod pása 70-110 cm, á 24 ks","BAM","DK","ks",{"v":0.1,"d":"10.00%"},0.63,0.63,{"v":0,"d":"0.00"},{"v":0,"d":"0.0000%"},{"v":0,"d":"0.00"},"I","CHI, GER, GYN, GYU, NEU, ONK, PLM, URO",481840]
[1037,"B3.2",null,"B83432","Attends Slip Regular 9 L","savosť 2899 ml, obvod bokov 100 - 150 cm, á 28 ks","ATT","SE","ks",{"v":0.1,"d":"10.00%"},0.63,0.63,{"v":0,"d":"0.00"},{"v":0,"d":"0.0000%"},{"v":0,"d":"0.00"},"I","CHI, GER, GYN, GYU, NEU, ONK, PLM, URO",48184099]
[1038,"B3.2",null,"B83431","Attends Slip Regular 9 M","savosť 2499 ml, obvod bokov 100 - 110 cm, á 28 ks","ATT","SE","ks",{"v":0.1,"d":"10.00%"},0.63,0.63,{"v":0,"d":"0.00"},{"v":0,"d":"0.0000%"},{"v":0,"d":"0.00"},"I","CHI, GER, GYN, GYU, NEU, ONK, PLM, URO",48184099]
[1039,"B3.2",null,"B79952","Depend Slip Normal L priedušné","savosť 2808 ml, obvod bokov 120-150 cm, á 15 ks","KCI","NL","ks",{"v":0.1,"d":"10.00%"},0.63,0.63,{"v":0,"d":"0.00"},{"v":0,"d":"0.0000%"},{"v":0,"d":"0.00"},"I","CHI, GER, GYN, GYU, NEU, ONK, PLM, URO",481840]
[1040,"B3.2",null,"B79951","Depend Slip Normal M priedušné","savosť 2411 ml, obvod bokov 80-120 cm, á 15 ks","KCI","NL","ks",{"v":0.1,"d":"10.00%"},0.63,0.63,{"v":0,"d":"0.00"},{"v":0,"d":"0.0000%"},{"v":0,"d":"0.00"},"I","CHI, GER, GYN, GYU, NEU, ONK, PLM, URO",481840]
[1041,"B3.2",null,"B79950","Depend Slip Normal S priedušné","savosť 2084ml,obvod bokov 50-80cm, á 15 ks","KCI","NL","ks",{"v":0.1,"d":"10.00%"},0.63,0.63,{"v":0,"d":"0.00"},{"v":0,"d":"0.0000%"},{"v":0,"d":"0.00"},"I","CHI, GER, GYN, GYU, NEU, ONK, PLM, URO",481840]
[1042,"B3.2",null,"B90994","Depend Slip Normal XL - priedušné","Savost 2808 ml; obvod cez boky 150-170 cm; á 15 ks, plienkové nohavicky","KCI","NL","ks",{"v":0.1,"d":"10.00%"},0.63,0.63,{"v":0,"d":"0.00"},{"v":0,"d":"0.0000%"},{"v":0,"d":"0.00"},"I","CHI, GER, GYN, GYU, NEU, ONK, PLM, URO",48184099]
[1043,"B3.2",null,"B93182","Indaslip Premium L 10","L  boky od 110 do 150cm, absorp. 2900ml/ 20 ks","IDS","ES","ks",{"v":0.1,"d":"10.00%"},0.63,0.63,{"v":0,"d":"0.00"},{"v":0,"d":"0.0000%"},{"v":0,"d":"0.00"},"I","CHI, GER, GYN, GYU, NEU, ONK, PLM, URO",48184099]
[1044,"B3.2",null,"B85741","Indaslip Premium L 10 Plus","boky 110-150cm, absorp.3390 ml/ 20 ks","IDS","ES","ks",{"v":0.1,"d":"10.00%"},0.63,0.63,{"v":0,"d":"0.00"},{"v":0,"d":"0.0000%"},{"v":0,"d":"0.00"},"I","CHI, GER, GYN, GYU, NEU, ONK, PLM, URO",4818409900]
[1045,"B3.2",null,"B93181","Indaslip Premium M 10","M  boky od 80 do 125cm, absorp. 2698ml/ 20 ks","IDS","ES","ks",{"v":0.1,"d":"10.00%"},0.63,0.63,{"v":0,"d":"0.00"},{"v":0,"d":"0.0000%"},{"v":0,"d":"0.00"},"I","CHI, GER, GYN, GYU, NEU, ONK, PLM, URO",48184099]
[1046,"B3.2",null,"B85740","Indaslip Premium M 10 Plus","boky 80 - 125cm, absorp. 3300 ml/ 20 ks","IDS","ES","ks",{"v":0.1,"d":"10.00%"},0.63,0.63,{"v":0,"d":"0.00"},{"v":0,"d":"0.0000%"},{"v":0,"d":"0.00"},"I","CHI, GER, GYN, GYU, NEU, ONK, PLM, URO",4818409900]
[1047,"B3.2",null,"B81150","MoliCare Premium Extra Plus S","savosť 1642 ml, obvod pása 60-90 cm, á 30 ks","PHR","DE","ks",{"v":0.1,"d":"10.00%"},0.63,0.63,{"v":0,"d":"0.00"},{"v":0,"d":"0.0000%"},{"v":0,"d":"0.00"},"I","CHI, GER, GYN, GYU, NEU, ONK, PLM, URO",481840]
[1048,"B3.2",null,"B70988","Nohavičky inkont.MoliCare Classic small","savosť  1100 ml, obvod bokov 50-80 cm 30ks","HAR","DE","ks",{"v":0.1,"d":"10.00%"},0.63,0.63,{"v":0,"d":"0.00"},{"v":0,"d":"0.0000%"},{"v":0,"d":"0.00"},"I","CHI, GER, GYN, GYU, NEU, ONK, PLM, URO",481840]
[1049,"B3.2",null,"B21338","Abri Form L2, Air Plus","savosť 3100 ml, obvod pása 100-150 cm, á 22 ks","BAM","DK","ks",{"v":0.1,"d":"10.00%"},0.65,0.65,{"v":0,"d":"0.00"},{"v":0,"d":"0.0000%"},{"v":0,"d":"0.00"},"I","CHI, GER, GYN, GYU, NEU, ONK, PLM, URO",481840]
[1050,"B3.2",null,"B96015","Ema Slip L","plienkové nohavičky zalepovacie, savosť 3500 ml","EMG","SK","ks",{"v":0.1,"d":"10.00%"},0.65,0.65,{"v":0,"d":"0.00"},{"v":0,"d":"0.0000%"},{"v":0,"d":"0.00"},"I","CHI, GER, GYN, GYU, NEU, ONK, PLM, URO",96190089]
[1051,"B3.2",null,"B96014","Ema Slip M","plienkové nohavičky zalepovacie, savosť 3500 ml","EMG","SK","ks",{"v":0.1,"d":"10.00%"},0.65,0.65,{"v":0,"d":"0.00"},{"v":0,"d":"0.0000%"},{"v":0,"d":"0.00"},"I","CHI, GER, GYN, GYU, NEU, ONK, PLM, URO",96190089]
[1052,"B3.2",null,"B90222","Nohavičky plienkové inkontinenčné Sanete Pants","Medium, savosť 980 ml, obvod pása 70-95 cm, á 14ks","CLL","SK","ks",{"v":0.1,"d":"10.00%"},0.65,0.65,{"v":0,"d":"0.00"},{"v":0,"d":"0.0000%"},{"v":0,"d":"0.00"},"I","CHI, GER, GYN, GYU, NEU, ONK, PLM, URO",48184099]
[1053,"B3.2",null,"B95425","Plienky inkontinenčné nateen COMBI PLUS L","Obvod bokov 115-150 cm,savosť 2850 ml","APG","CN","ks",{"v":0.1,"d":"10.00%"},0.65,0.65,{"v":0,"d":"0.00"},{"v":0,"d":"0.0000%"},{"v":0,"d":"0.00"},"I","CHI, GER, GYN, GYU, NEU, ONK, PLM, URO",96190089]
[1054,"B3.2",null,"B99954","Seni Optima Trio Medium, nohavičky plienkové","savosť 3100 ml, obvod pása 70-105 cm","TZM","PL","ks",{"v":0.1,"d":"10.00%"},0.65,0.65,{"v":0,"d":"0.00"},{"v":0,"d":"0.0000%"},{"v":0,"d":"0.00"},"I","CHI, GER, GYN, GYU, NEU, ONK, PLM, URO",96190029]
[1055,"B3.2",null,"B74343","TENA Flex Maxi Small","savosť 2930 ml, boky 61-87 cm, veľkosť 71x30 cm, á 22 ks, priedušné","SCA","SE","ks",{"v":0.1,"d":"10.00%"},0.65,0.65,{"v":0,"d":"0.00"},{"v":0,"d":"0.0000%"},{"v":0,"d":"0.00"},"I","CHI, GER, GYN, GYU, NEU, ONK, PLM, URO",481840]
[1056,"B3.2",null,"B0046A","nohavičky ID Slip expert Olus M","abs. 1753 ml, boky 80 - 125 cm, veľ.80x680 mm / 30 ks","ONT","BE","ks",{"v":0.1,"d":"10.00%"},0.66,0.66,{"v":0,"d":"0.00"},{"v":0,"d":"0.0000%"},{"v":0,"d":"0.00"},"I","CHI, GER, GYN, GYU, NEU, ONK, PLM, URO",48184099]
[1057,"B3.2",null,"B0049A","nohavičky plienkové ID Slip expert extra Plus L","abs. 2775 ml, boky 115 - 155 cm, veľ.980x800 mm / 30 ks","ONT","BE","ks",{"v":0.1,"d":"10.00%"},0.66,0.66,{"v":0,"d":"0.00"},{"v":0,"d":"0.0000%"},{"v":0,"d":"0.00"},"I","CHI, GER, GYN, GYU, NEU, ONK, PLM, URO",48184099]
[1058,"B3.2",null,"B95432","Plienky inkontinenčné nateen COMBI MAXI M","Obvod bokov  95-125 cm,savosť 3050 ml","APG","CN","ks",{"v":0.1,"d":"10.00%"},0.66,0.66,{"v":0,"d":"0.00"},{"v":0,"d":"0.0000%"},{"v":0,"d":"0.00"},"I","CHI, GER, GYN, GYU, NEU, ONK, PLM, URO",96190089]
[1059,"B3.2",null,"B95426","Plienky inkontinenčné nateen COMBI PLUS XL","Obvod bokov  130-175 cm,savosť 3400 ml","APG","CN","ks",{"v":0.1,"d":"10.00%"},0.66,0.66,{"v":0,"d":"0.00"},{"v":0,"d":"0.0000%"},{"v":0,"d":"0.00"},"I","CHI, GER, GYN, GYU, NEU, ONK, PLM, URO",96190089]
[1060,"B3.2",null,"B60702","Seni Super Plus Air Large","obvod 100-150 cm, savosť 3200 ml, á 30 ks","TZM","PL","ks",{"v":0.1,"d":"10.00%"},0.66,0.66,{"v":0,"d":"0.00"},{"v":0,"d":"0.0000%"},{"v":0,"d":"0.00"},"I","CHI, GER, GYN, GYU, NEU, ONK, PLM, URO",48184090]
[1061,"B3.2",null,"B60599","Super Seni Plus Large","savosť 3200 ml, obvod bokov 110-150 cm, á 10 ks","TZM","PL","ks",{"v":0.1,"d":"10.00%"},0.66,0.66,{"v":0,"d":"0.00"},{"v":0,"d":"0.0000%"},{"v":0,"d":"0.00"},"I","CHI, GER, GYN, GYU, NEU, ONK, PLM, URO",481840]
[1062,"B3.2",null,"B50487","TENA Slip Maxi Medium","savosť 3260 ml, obvod bokov 73 -122 cm, veľkosť 82,5x65 cm, á 24 ks, priedušné","SCA","SE","ks",{"v":0.1,"d":"10.00%"},0.66,0.66,{"v":0,"d":"0.00"},{"v":0,"d":"0.0000%"},{"v":0,"d":"0.00"},"I","CHI, GER, GYN, GYU, NEU, ONK, PLM, URO",481840]
[1063,"B3.2",null,"B83433","Attends Slip Regular 10 S","savosť 2899 ml, obvod bokov 50 - 90 cm, á 28 ks","ATT","SE","ks",{"v":0.1,"d":"10.00%"},0.67,0.67,{"v":0,"d":"0.00"},{"v":0,"d":"0.0000%"},{"v":0,"d":"0.00"},"I","CHI, GER, GYN, GYU, NEU, ONK, PLM, URO",48184099]
[1064,"B3.2",null,"B21378","Abri Form M3, Air Plus","savosť 3100 ml, obvod pása 70-110 cm, á 22 ks","BAM","DK","ks",{"v":0.1,"d":"10.00%"},0.69,0.69,{"v":0,"d":"0.00"},{"v":0,"d":"0.0000%"},{"v":0,"d":"0.00"},"I","CHI, GER, GYN, GYU, NEU, ONK, PLM, URO",481840]
[1065,"B3.2",null,"B98934","Nohavičky inkontinenčné MoliCare Elastic 8 drops S","50-90 cm, 2387 ml","PHR","D","ks",{"v":0.1,"d":"10.00%"},0.69,0.69,{"v":0,"d":"0.00"},{"v":0,"d":"0.0000%"},{"v":0,"d":"0.00"},"I","CHI, GER, GYN, GYU, NEU, ONK, PLM, URO",96190089]
[1066,"B3.2",null,"B98935","Nohavičky inkontinenčné MoliCare Elastic 9 drops S","50-90 cm, 2859 ml","PHR","D","ks",{"v":0.1,"d":"10.00%"},0.69,0.69,{"v":0,"d":"0.00"},{"v":0,"d":"0.0000%"},{"v":0,"d":"0.00"},"I","CHI, GER, GYN, GYU, NEU, ONK, PLM, URO",96190089]
[1067,"B3.2",null,"B83435","Attends Slip Regular 10 L","savosť 3699 ml, obvod bokov 100 - 150 cm, á 28 ks","ATT","SE","ks",{"v":0.1,"d":"10.00%"},{"v":0.7,"d":"0.70"},{"v":0.7,"d":"0.70"},{"v":0,"d":"0.00"},{"v":0,"d":"0.0000%"},{"v":0,"d":"0.00"},"I","CHI, GER, GYN, GYU, NEU, ONK, PLM, URO",48184099]
[1068,"B3.2",null,"B79961","Depend Flex Super L","savosť 2400 ml, obvod bokov 95-135 cm, á 14 ks","KCI","BE","ks",{"v":0.1,"d":"10.00%"},{"v":0.7,"d":"0.70"},{"v":0.7,"d":"0.70"},{"v":0,"d":"0.00"},{"v":0,"d":"0.0000%"},{"v":0,"d":"0.00"},"I","CHI, GER, GYN, GYU, NEU, ONK, PLM, URO",481840]
[1069,"B3.2",null,"B79960","Depend Flex Super M","savosť 2100 ml, obvod bokov 70-115cm, á 14 ks","KCI","BE","ks",{"v":0.1,"d":"10.00%"},{"v":0.7,"d":"0.70"},{"v":0.7,"d":"0.70"},{"v":0,"d":"0.00"},{"v":0,"d":"0.0000%"},{"v":0,"d":"0.00"},"I","CHI, GER, GYN, GYU, NEU, ONK, PLM, URO",481840]
[1070,"B3.2",null,"B28785","Molicare Classic medium","savosť 1150 ml, obvod bokov 70-120 cm, á 28 ks","HAR","CZ","ks",{"v":0.1,"d":"10.00%"},{"v":0.7,"d":"0.70"},{"v":0.7,"d":"0.70"},{"v":0,"d":"0.00"},{"v":0,"d":"0.0000%"},{"v":0,"d":"0.00"},"I","CHI, GER, GYN, GYU, NEU, ONK, PLM, URO",481840]
[1071,"B3.2",null,"B81154","Molicare Premium Soft Maxi","small, 60-90cm, savosť 1760ml, á 30ks.","PHR","DE","ks",{"v":0.1,"d":"10.00%"},{"v":0.7,"d":"0.70"},{"v":0.7,"d":"0.70"},{"v":0,"d":"0.00"},{"v":0,"d":"0.0000%"},{"v":0,"d":"0.00"},"I","CHI, GER, GYN, GYU, NEU, ONK, PLM, URO",48184099]
[1072,"B3.2",null,"B81157","MoliCare Premium Super Plus S","savosť 2125 ml, obvod pása 60-90 cm, á 30 ks","PHR","DE","ks",{"v":0.1,"d":"10.00%"},{"v":0.7,"d":"0.70"},{"v":0.7,"d":"0.70"},{"v":0,"d":"0.00"},{"v":0,"d":"0.0000%"},{"v":0,"d":"0.00"},"I","CHI, GER, GYN, GYU, NEU, ONK, PLM, URO",481840]
[1073,"B3.2",null,"B94627","Nohavičky plienkové Inka Pants small standard","obvod pásu 65-85cm, rozmer 450x180mm, 75gr., savosť 1000ml","BUK","SK","ks",{"v":0.1,"d":"10.00%"},{"v":0.7,"d":"0.70"},{"v":0.7,"d":"0.70"},{"v":0,"d":"0.00"},{"v":0,"d":"0.0000%"},{"v":0,"d":"0.00"},"I","CHI, GER, GYN, GYU, NEU, ONK, PLM, URO",481840]
[1074,"B3.2",null,"B58351","TENA Flex Maxi Medium","savosť 3100 ml, boky 71 -102 cm, veľkosť 80,3x35 cm, á 22 ks, priedušné","SCA","SE","ks",{"v":0.1,"d":"10.00%"},{"v":0.7,"d":"0.70"},{"v":0.7,"d":"0.70"},{"v":0,"d":"0.00"},{"v":0,"d":"0.0000%"},{"v":0,"d":"0.00"},"I","CHI, GER, GYN, GYU, NEU, ONK, PLM, URO",481840]
[1075,"B3.2",null,"B70991","MoliCare Classic Super Small","savosť  1300 ml, obvod bokov 50-80 cm","HAR","DE","ks",{"v":0.1,"d":"10.00%"},0.71,0.71,{"v":0,"d":"0.00"},{"v":0,"d":"0.0000%"},{"v":0,"d":"0.00"},"I","CHI, GER, GYN, GYU, NEU, ONK, PLM, URO",481840]
[1076,"B3.2",null,"B83271","Seni Active Super Medium","savosť 1400 ml, á 10 ks","TZM","PL","ks",{"v":0.1,"d":"10.00%"},0.71,0.71,{"v":0,"d":"0.00"},{"v":0,"d":"0.0000%"},{"v":0,"d":"0.00"},"I","CHI, GER, GYN, GYU, NEU, ONK, PLM, URO",48184090]
[1077,"B3.2",null,"B99955","Seni Optima Trio Large, nohavičky plienkové","savosť 3800 ml, obvod pása 80-125 cm","TZM","PL","ks",{"v":0.1,"d":"10.00%"},0.71,0.71,{"v":0,"d":"0.00"},{"v":0,"d":"0.0000%"},{"v":0,"d":"0.00"},"I","CHI, GER, GYN, GYU, NEU, ONK, PLM, URO",96190029]
[1078,"B3.2",null,"B83434","Attends Slip Regular 10 M","savosť 3299 ml, obvod bokov 80 - 110 cm, á 28 ks","ATT","SE","ks",{"v":0.1,"d":"10.00%"},0.73,0.73,{"v":0,"d":"0.00"},{"v":0,"d":"0.0000%"},{"v":0,"d":"0.00"},"I","CHI, GER, GYN, GYU, NEU, ONK, PLM, URO",48184099]
[1079,"B3.2",null,"B81151","MoliCare Premium Extra Plus M","savosť 2069 ml, obvod pása 90-120 cm, á 30 ks","PHR","DE","ks",{"v":0.1,"d":"10.00%"},0.73,0.73,{"v":0,"d":"0.00"},{"v":0,"d":"0.0000%"},{"v":0,"d":"0.00"},"I","CHI, GER, GYN, GYU, NEU, ONK, PLM, URO",481840]
[1080,"B3.2",null,"B0041A","nohavičky ID pants TBS plus L","abs. 1653 ml, boky 100 - 145 cm, veľ.900x811 mm / 14 ks","ONT","BE","ks",{"v":0.1,"d":"10.00%"},0.73,0.73,{"v":0,"d":"0.00"},{"v":0,"d":"0.0000%"},{"v":0,"d":"0.00"},"I","CHI, GER, GYN, GYU, NEU, ONK, PLM, URO",48184099]
[1081,"B3.2",null,"B0040A","nohavičky ID pants TBS plus M","abs. 1625 ml, boky 80 - 120 cm, veľ.830x728 mm / 14 ks","ONT","BE","ks",{"v":0.1,"d":"10.00%"},0.73,0.73,{"v":0,"d":"0.00"},{"v":0,"d":"0.0000%"},{"v":0,"d":"0.00"},"I","CHI, GER, GYN, GYU, NEU, ONK, PLM, URO",48184099]
[1082,"B3.2",null,"B0042A","nohavičky ID pants TBS siper M","abs. 1890 ml, boky 80 - 120 cm, veľ.830x728 mm / 14 ks","ONT","BE","ks",{"v":0.1,"d":"10.00%"},0.73,0.73,{"v":0,"d":"0.00"},{"v":0,"d":"0.0000%"},{"v":0,"d":"0.00"},"I","CHI, GER, GYN, GYU, NEU, ONK, PLM, URO",48184099]
[1083,"B3.2",null,"B92982","Nohavičky pl. EGOSAN Vita Soft Natural Comfort All-in-one","veľkosť Medium, Extra, s Aloe Vera, pás 70-110 cm, savosť 2 050 ml/30 ks","STX","IT","ks",{"v":0.1,"d":"10.00%"},0.73,0.73,{"v":0,"d":"0.00"},{"v":0,"d":"0.0000%"},{"v":0,"d":"0.00"},"I","CHI, GER, GYN, GYU, NEU, ONK, PLM, URO",481840]
[1084,"B3.2",null,"B0050A","nohavičky plienkové ID Slip expert super M","abs. 3223 ml, boky 80 - 125 cm, veľ.800x670 mm / 28 ks","ONT","BE","ks",{"v":0.1,"d":"10.00%"},0.73,0.73,{"v":0,"d":"0.00"},{"v":0,"d":"0.0000%"},{"v":0,"d":"0.00"},"I","CHI, GER, GYN, GYU, NEU, ONK, PLM, URO",48184099]
[1085,"B3.2",null,"B96337","Super Seni Trio Large","obvod pása 100-150 cm, savosť 3400 ml","TZM","PL","ks",{"v":0.1,"d":"10.00%"},0.73,0.73,{"v":0,"d":"0.00"},{"v":0,"d":"0.0000%"},{"v":0,"d":"0.00"},"I","CHI, GER, GYN, GYU, NEU, ONK, PLM, URO",96190029]
[1086,"B3.2",null,"B66162","Abri Flex S1, Air Plus","savosť 1400 ml, obvod pása 60-90 cm, á 14 ks","BAM","DK","ks",{"v":0.1,"d":"10.00%"},0.74,0.74,{"v":0,"d":"0.00"},{"v":0,"d":"0.0000%"},{"v":0,"d":"0.00"},"I","CHI, GER, GYN, GYU, NEU, ONK, PLM, URO",481840]
[1087,"B3.2",null,"B21380","Abri Form L3, Air Plus","savosť 3400 ml, obvod pása 100-150 cm, á 20 ks","BAM","DK","ks",{"v":0.1,"d":"10.00%"},0.74,0.74,{"v":0,"d":"0.00"},{"v":0,"d":"0.0000%"},{"v":0,"d":"0.00"},"I","CHI, GER, GYN, GYU, NEU, ONK, PLM, URO",481840]
[1088,"B3.2",null,"B93678","Depend Pants Normal S/M pre mužov","Savost 1000 ml; obvod bokov 70-105 cm; á 10 ks","KCI","NL","ks",{"v":0.1,"d":"10.00%"},0.74,0.74,{"v":0,"d":"0.00"},{"v":0,"d":"0.0000%"},{"v":0,"d":"0.00"},"I","CHI, GER, GYN, GYU, NEU, ONK, PLM, URO",48184099]
[1089,"B3.2",null,"B69199","Depend Pants Normal S/M pre ženy","savosť 1000 ml, small, medium, obvod bokov 70 do 100 cm,  á 10 ks","KCI","NL","ks",{"v":0.1,"d":"10.00%"},0.74,0.74,{"v":0,"d":"0.00"},{"v":0,"d":"0.0000%"},{"v":0,"d":"0.00"},"I","CHI, GER, GYN, GYU, NEU, ONK, PLM, URO",481840]
[1090,"B3.2",null,"B91303","Depend Pants Slip Classic Extra Plus","Savost 1150 ml; obvod bokov do 140 cm; á 30 ks, natahovacia nohavicka","KCI","NL","ks",{"v":0.1,"d":"10.00%"},0.74,0.74,{"v":0,"d":"0.00"},{"v":0,"d":"0.0000%"},{"v":0,"d":"0.00"},"I","CHI, GER, GYN, GYU, NEU, ONK, PLM, URO",48184099]
[1091,"B3.2",null,"B99074","Nohavicky absorpcné pre mužov MoliCare Premium MEN PANTS 7 drops M","80-120cm, 1455ml","PHR","D","ks",{"v":0.1,"d":"10.00%"},0.74,0.74,{"v":0,"d":"0.00"},{"v":0,"d":"0.0000%"},{"v":0,"d":"0.00"},"I","CHI, GER, GYN, GYU, NEU, ONK, PLM, URO",96190089]
[1092,"B3.2",null,"B99072","Nohavicky absorpcné pre ženy MoliCare Premium lady Pants 7 drops M","80-120cm, 1442ml","PHR","D","ks",{"v":0.1,"d":"10.00%"},0.74,0.74,{"v":0,"d":"0.00"},{"v":0,"d":"0.0000%"},{"v":0,"d":"0.00"},"I","CHI, GER, GYN, GYU, NEU, ONK, PLM, URO",96190089]
[1093,"B3.2",null,"B0205A","Nohavičky absorpčné TENA Lady Pants Plus M Créme","absorpcia 1010 ml, boky 75-105 cm, veľkosť 72,6x68 cm / 30 ks","ESG","SE","ks",{"v":0.1,"d":"10.00%"},0.74,0.74,{"v":0,"d":"0.00"},{"v":0,"d":"0.0000%"},{"v":0,"d":"0.00"},"I","CHI, GER, GYN, GYU, NEU, ONK, PLM, URO",481840]
[1094,"B3.2",null,"B0207A","Nohavičky absorpčné TENA Lady Pants Plus M Noir","absorpcia 1010 ml, boky 75-105 cm, veľkosť 72,6x68 cm / 30 ks","ESG","SE","ks",{"v":0.1,"d":"10.00%"},0.74,0.74,{"v":0,"d":"0.00"},{"v":0,"d":"0.0000%"},{"v":0,"d":"0.00"},"I","CHI, GER, GYN, GYU, NEU, ONK, PLM, URO",481840]
[1095,"B3.2",null,"B0203A","Nohavičky absorpčné TENA Men Pants Plus Medium","absorpcia 1010 ml, boky 75-105 cm, veľkosť 72,6x68 cm / 30 ks","ESG","SE","ks",{"v":0.1,"d":"10.00%"},0.74,0.74,{"v":0,"d":"0.00"},{"v":0,"d":"0.0000%"},{"v":0,"d":"0.00"},"I","CHI, GER, GYN, GYU, NEU, ONK, PLM, URO",481840]
[1096,"B3.2",null,"B70989","Nohavičky inkont. MoliCare Classic medium","savosť  1555 ml, obvod bokov 70-120 cm, 30ks","HAR","DE","ks",{"v":0.1,"d":"10.00%"},0.74,0.74,{"v":0,"d":"0.00"},{"v":0,"d":"0.0000%"},{"v":0,"d":"0.00"},"I","CHI, GER, GYN, GYU, NEU, ONK, PLM, URO",481840]
[1097,"B3.2",null,"B83272","Seni Active Super Large","savosť 1500 ml","TZM","PL","ks",{"v":0.1,"d":"10.00%"},0.74,0.74,{"v":0,"d":"0.00"},{"v":0,"d":"0.0000%"},{"v":0,"d":"0.00"},"I","CHI, GER, GYN, GYU, NEU, ONK, PLM, URO",48184090]
[1098,"B3.2",null,"B53146","Abri Flex M1","savosť 1400 ml, obvod pása 80-110 cm, á 14 ks priedušné","BAM","DK","ks",{"v":0.1,"d":"10.00%"},0.75,0.75,{"v":0,"d":"0.00"},{"v":0,"d":"0.0000%"},{"v":0,"d":"0.00"},"I","CHI, GER, GYN, GYU, NEU, ONK, PLM, URO",481840]
[1099,"B3.2",null,"B30569","Abri Form M4, Air Plus","savosť 3600 ml, obvod pása 70-110 cm, á 14 ks","BAM","DK","ks",{"v":0.1,"d":"10.00%"},0.75,0.75,{"v":0,"d":"0.00"},{"v":0,"d":"0.0000%"},{"v":0,"d":"0.00"},"I","CHI, GER, GYN, GYU, NEU, ONK, PLM, URO",481840]
[1100,"B3.2",null,"B59703","Attends Slip Active 10 L","savosť 4099 ml, obvod bokov 100 - 145 cm, á 28 ks","PPS","SE","ks",{"v":0.1,"d":"10.00%"},0.75,0.75,{"v":0,"d":"0.00"},{"v":0,"d":"0.0000%"},{"v":0,"d":"0.00"},"I","CHI, GER, GYN, GYU, NEU, ONK, PLM, URO",481840]
[1101,"B3.2",null,"B39458","Molicare Mobile 6 kv. M / modré","80 - 120 cm, 1662 ml","HAR","CZ","ks",{"v":0.1,"d":"10.00%"},0.75,0.75,{"v":0,"d":"0.00"},{"v":0,"d":"0.0000%"},{"v":0,"d":"0.00"},"I","CHI, GER, GYN, GYU, NEU, ONK, PLM, URO",481840]
[1102,"B3.2",null,"B0185A","Nohavičky absorpčné TENA Pants Plus M","priedušné; absorpcia 1440 ml, boky 80-110 cm, veľkosť 72,6x68 cm / 10 ks","ESG","SE","ks",{"v":0.1,"d":"10.00%"},0.75,0.75,{"v":0,"d":"0.00"},{"v":0,"d":"0.0000%"},{"v":0,"d":"0.00"},"I","CHI, GER, GYN, GYU, NEU, ONK, PLM, URO",481840]
[1103,"B3.2",null,"B0038A","nohavičky ID pants TBS normal M","abs. 1338 ml, boky 80 - 120 cm, veľ.830x728 mm / 14 ks","ONT","BE","ks",{"v":0.1,"d":"10.00%"},0.75,0.75,{"v":0,"d":"0.00"},{"v":0,"d":"0.0000%"},{"v":0,"d":"0.00"},"I","CHI, GER, GYN, GYU, NEU, ONK, PLM, URO",48184099]
[1104,"B3.2",null,"B96384","Nohavičky inkontinenčné MoliCare Elastic 6 drops M","80-120 cm, 2159 ml","PHR","D","ks",{"v":0.1,"d":"10.00%"},0.75,0.75,{"v":0,"d":"0.00"},{"v":0,"d":"0.0000%"},{"v":0,"d":"0.00"},"I","CHI, GER, GYN, GYU, NEU, ONK, PLM, URO",96190089]
[1105,"B3.2",null,"B96387","Nohavičky inkontinenčné MoliCare Elastic 8 drops M","80-120 cm, 3071 ml","PHR","D","ks",{"v":0.1,"d":"10.00%"},0.75,0.75,{"v":0,"d":"0.00"},{"v":0,"d":"0.0000%"},{"v":0,"d":"0.00"},"I","CHI, GER, GYN, GYU, NEU, ONK, PLM, URO",96190089]
[1106,"B3.2",null,"B95434","Plienky inkontinenčné nateen COMBI MAXI XL","Obvod bokov  130-175 cm,savosť 3900 ml","APG","CN","ks",{"v":0.1,"d":"10.00%"},0.75,0.75,{"v":0,"d":"0.00"},{"v":0,"d":"0.0000%"},{"v":0,"d":"0.00"},"I","CHI, GER, GYN, GYU, NEU, ONK, PLM, URO",96190089]
[1107,"B3.2",null,"B59984","Abri Form XL2, Air Plus","savosť 3400 ml, obvod pása 110-170 cm, á 20 ks","BAM","DK","ks",{"v":0.1,"d":"10.00%"},0.77,0.77,{"v":0,"d":"0.00"},{"v":0,"d":"0.0000%"},{"v":0,"d":"0.00"},"I","CHI, GER, GYN, GYU, NEU, ONK, PLM, URO",481840]
[1108,"B3.2",null,"B86380","Depend Slip Super Plus M - priedušné","savosť 3150 ml, boky 80-120 cm, á 15ks","KCI","NL","ks",{"v":0.1,"d":"10.00%"},0.77,0.77,{"v":0,"d":"0.00"},{"v":0,"d":"0.0000%"},{"v":0,"d":"0.00"},"I","CHI, GER, GYN, GYU, NEU, ONK, PLM, URO",48184090]
[1109,"B3.2",null,"B90997","Depend Slip Super Plus S - priedušné","Savost 2560 ml; obvod cez boky 50-80 cm; á 15 ks, plienkové nohavicky","KCI","NL","ks",{"v":0.1,"d":"10.00%"},0.77,0.77,{"v":0,"d":"0.00"},{"v":0,"d":"0.0000%"},{"v":0,"d":"0.00"},"I","CHI, GER, GYN, GYU, NEU, ONK, PLM, URO",48184099]
[1110,"B3.2",null,"B90995","Depend Slip Super S - priedušné","Savost 2297 ml; obvod cez boky 50-80 cm; á 15 ks, plienkové nohavicky","KCI","NL","ks",{"v":0.1,"d":"10.00%"},0.77,0.77,{"v":0,"d":"0.00"},{"v":0,"d":"0.0000%"},{"v":0,"d":"0.00"},"I","CHI, GER, GYN, GYU, NEU, ONK, PLM, URO",48184099]
[1111,"B3.2",null,"B57986","Depend Super Large","savosť 2300 ml, obvod bokov 120 - 150 cm, á 15 ks","KCI","US","ks",{"v":0.1,"d":"10.00%"},0.77,0.77,{"v":0,"d":"0.00"},{"v":0,"d":"0.0000%"},{"v":0,"d":"0.00"},"I","CHI, GER, GYN, GYU, NEU, ONK, PLM, URO",481840]
[1112,"B3.2",null,"B57985","Depend Super Medium","savosť 2100 ml, obvod bokov 80 - 120 cm, á 15 ks","KCI","US","ks",{"v":0.1,"d":"10.00%"},0.77,0.77,{"v":0,"d":"0.00"},{"v":0,"d":"0.0000%"},{"v":0,"d":"0.00"},"I","CHI, GER, GYN, GYU, NEU, ONK, PLM, URO",481840]
[1113,"B3.2",null,"B73890","DEPEND Super Plus Large","savosť 2700 ml, obvod bokov 120-150 cm, á 15 ks","KCI","BE","ks",{"v":0.1,"d":"10.00%"},0.77,0.77,{"v":0,"d":"0.00"},{"v":0,"d":"0.0000%"},{"v":0,"d":"0.00"},"I","CHI, GER, GYN, GYU, NEU, ONK, PLM, URO",481840]
[1114,"B3.2",null,"B73889","DEPEND Super Plus Medium","savosť 2700 ml, obvod bokov 80-120 cm, á 15 ks","KCI","BE","ks",{"v":0.1,"d":"10.00%"},0.77,0.77,{"v":0,"d":"0.00"},{"v":0,"d":"0.0000%"},{"v":0,"d":"0.00"},"I","CHI, GER, GYN, GYU, NEU, ONK, PLM, URO",481840]
[1115,"B3.2",null,"B81155","Molicare Premium Soft Maxi","medium, 90-120cm, savosť 2160ml, á 30ks.","PHR","DE","ks",{"v":0.1,"d":"10.00%"},0.77,0.77,{"v":0,"d":"0.00"},{"v":0,"d":"0.0000%"},{"v":0,"d":"0.00"},"I","CHI, GER, GYN, GYU, NEU, ONK, PLM, URO",48184099]
[1116,"B3.2",null,"B0164A","Nohavičky absorpčné TENA Pants Plus L","priedušné; absorpcia 1440 ml, boky 100-35 cm; veľkosť 82,6x81 cm / 10 ks","ESG","SE","ks",{"v":0.1,"d":"10.00%"},0.77,0.77,{"v":0,"d":"0.00"},{"v":0,"d":"0.0000%"},{"v":0,"d":"0.00"},"I","CHI, GER, GYN, GYU, NEU, ONK, PLM, URO",481840]
[1117,"B3.2",null,"B96390","Nohavičky inkontinenčné MoliCare Elastic 9 drops M","80-120 cm, 3591 ml","PHR","D","ks",{"v":0.1,"d":"10.00%"},0.77,0.77,{"v":0,"d":"0.00"},{"v":0,"d":"0.0000%"},{"v":0,"d":"0.00"},"I","CHI, GER, GYN, GYU, NEU, ONK, PLM, URO",96190089]
[1118,"B3.2",null,"B96380","Nohavičky inkontinenčné MoliCare Extra Plus XL","150 - 175 cm, 2714 ml","PHR","D","ks",{"v":0.1,"d":"10.00%"},0.77,0.77,{"v":0,"d":"0.00"},{"v":0,"d":"0.0000%"},{"v":0,"d":"0.00"},"I","CHI, GER, GYN, GYU, NEU, ONK, PLM, URO",96190089]
[1119,"B3.2",null,"B60600","Super Seni Extra Plus Large","savosť 3200 ml, obvod bokov 130-170 cm, á 10 ks","TZM","PL","ks",{"v":0.1,"d":"10.00%"},0.77,0.77,{"v":0,"d":"0.00"},{"v":0,"d":"0.0000%"},{"v":0,"d":"0.00"},"I","CHI, GER, GYN, GYU, NEU, ONK, PLM, URO",481840]
[1120,"B3.2",null,"B35814","TENA Pants Plus Medium","savosť 1440 ml, obvod bokov 80-110 cm, veľkosť 80,6x68 cm, á 14 ks, priedušné","SCA","SE","ks",{"v":0.1,"d":"10.00%"},0.77,0.77,{"v":0,"d":"0.00"},{"v":0,"d":"0.0000%"},{"v":0,"d":"0.00"},"I","CHI, GER, GYN, GYU, NEU, ONK, PLM, URO",481840]
[1121,"B3.2",null,"B53147","Abri Flex L1","savosť 1400 ml, obvod pása 100-140 cm, á 14 ks priedušné","BAM","DK","ks",{"v":0.1,"d":"10.00%"},0.78,0.78,{"v":0,"d":"0.00"},{"v":0,"d":"0.0000%"},{"v":0,"d":"0.00"},"I","CHI, GER, GYN, GYU, NEU, ONK, PLM, URO",481840]
[1122,"B3.2",null,"B81158","MoliCare Premium Super Plus M","90-120 cm, 2859 ml","PHR","DE","ks",{"v":0.1,"d":"10.00%"},0.78,0.78,{"v":0,"d":"0.00"},{"v":0,"d":"0.0000%"},{"v":0,"d":"0.00"},"I","CHI, GER, GYN, GYU, NEU, ONK, PLM, URO",481840]
[1123,"B3.2",null,"B95433","Plienky inkontinenčné nateen COMBI MAXI L","Obvod bokov  115-150 cm,savosť 3450 ml","APG","CN","ks",{"v":0.1,"d":"10.00%"},0.78,0.78,{"v":0,"d":"0.00"},{"v":0,"d":"0.0000%"},{"v":0,"d":"0.00"},"I","CHI, GER, GYN, GYU, NEU, ONK, PLM, URO",96190089]
[1124,"B3.2",null,"B58352","TENA Flex Maxi Large","savosť 3750 ml, boky 83 -120 cm, veľkosť 86,3x41 cm, á 22 ks, priedušné","SCA","SE","ks",{"v":0.1,"d":"10.00%"},0.78,0.78,{"v":0,"d":"0.00"},{"v":0,"d":"0.0000%"},{"v":0,"d":"0.00"},"I","CHI, GER, GYN, GYU, NEU, ONK, PLM, URO",481840]
[1125,"B3.2",null,"B74342","TENA Flex Super Extra Large","savosť 3430 ml, boky 105-153 cm, veľkosť 103x52 cm, á 30 ks, priedušné","SCA","SE","ks",{"v":0.1,"d":"10.00%"},0.78,0.78,{"v":0,"d":"0.00"},{"v":0,"d":"0.0000%"},{"v":0,"d":"0.00"},"I","CHI, GER, GYN, GYU, NEU, ONK, PLM, URO",481840]
[1126,"B3.2",null,"B50488","TENA Slip Maxi Large","savosť 3950 ml, obvod bokov 92 -144 cm, veľkosť 97,6x80 cm, á 24 ks, priedušné","SCA","SE","ks",{"v":0.1,"d":"10.00%"},0.78,0.78,{"v":0,"d":"0.00"},{"v":0,"d":"0.0000%"},{"v":0,"d":"0.00"},"I","CHI, GER, GYN, GYU, NEU, ONK, PLM, URO",481840]
[1127,"B3.2",null,"B70992","MoliCare Classic Super Medium","savosť 2230 ml, obvod bokov 70-120 cm","HAR","DE","ks",{"v":0.1,"d":"10.00%"},0.79,0.79,{"v":0,"d":"0.00"},{"v":0,"d":"0.0000%"},{"v":0,"d":"0.00"},"I","CHI, GER, GYN, GYU, NEU, ONK, PLM, URO",481840]
[1128,"B3.2",null,"B70309","Molicare Premium Mobile 8 kv. M /fialové","80 - 120 cm, 2015 ml","HAR","DE","ks",{"v":0.1,"d":"10.00%"},0.79,0.79,{"v":0,"d":"0.00"},{"v":0,"d":"0.0000%"},{"v":0,"d":"0.00"},"I","CHI, GER, GYN, GYU, NEU, ONK, PLM, URO",481840]
[1129,"B3.2",null,"B0047A","nohavičky plienkové ID Slip expert Plus L","abs. 2058 ml, boky 115 - 155 cm, veľ.980x800 mm / 30 ks","ONT","BE","ks",{"v":0.1,"d":"10.00%"},0.79,0.79,{"v":0,"d":"0.00"},{"v":0,"d":"0.0000%"},{"v":0,"d":"0.00"},"I","CHI, GER, GYN, GYU, NEU, ONK, PLM, URO",48184099]
[1130,"B3.2",null,"B0051A","nohavičky plienkové ID Slip expert super L","abs. 3556 ml, boky 115 - 155 cm, veľ.950x800 mm / 28 ks","ONT","BE","ks",{"v":0.1,"d":"10.00%"},0.79,0.79,{"v":0,"d":"0.00"},{"v":0,"d":"0.0000%"},{"v":0,"d":"0.00"},"I","CHI, GER, GYN, GYU, NEU, ONK, PLM, URO",48184099]
[1131,"B3.2",null,"B73516","Sentina Inko Slip Large Plus","savosť 2900 ml, obvod pása 110 - 150cm, á 16ks","LRI","DE","ks",{"v":0.1,"d":"10.00%"},0.79,0.79,{"v":0,"d":"0.00"},{"v":0,"d":"0.0000%"},{"v":0,"d":"0.00"},"I","CHI, GER, GYN, GYU, NEU, ONK, PLM, URO",481840]
[1132,"B3.2",null,"B96338","Super Seni Trio Extra Large","obvod pása 130-170 cm, savosť 3400 ml","TZM","PL","ks",{"v":0.1,"d":"10.00%"},0.79,0.79,{"v":0,"d":"0.00"},{"v":0,"d":"0.0000%"},{"v":0,"d":"0.00"},"I","CHI, GER, GYN, GYU, NEU, ONK, PLM, URO",96190029]
[1133,"B3.2",null,"B79810","TENA Flex Plus Extra Large","savosť 2690ml, obvod bokov 105-153 cm, veľkosť 103x52 cm, á 30 ks, priedušné","SCA","SE","ks",{"v":0.1,"d":"10.00%"},0.79,0.79,{"v":0,"d":"0.00"},{"v":0,"d":"0.0000%"},{"v":0,"d":"0.00"},"I","CHI, GER, GYN, GYU, NEU, ONK, PLM, URO",481840]
[1134,"B3.2",null,"B93559","ABRI FLEX M2","savosť 1900 ml, obvod pása 80-110 cm, á 14 ks, priedušné","BAM","DK","ks",{"v":0.1,"d":"10.00%"},0.81,0.81,{"v":0,"d":"0.00"},{"v":0,"d":"0.0000%"},{"v":0,"d":"0.00"},"I","CHI, GER, GYN, GYU, NEU, ONK, PLM, URO",48184099]
[1135,"B3.2",null,"B93096","Attends Flex 10 S","veľkosť S, 60-85 cm, 2400 ml","ATT","SE","ks",{"v":0.1,"d":"10.00%"},0.81,0.81,{"v":0,"d":"0.00"},{"v":0,"d":"0.0000%"},{"v":0,"d":"0.00"},"I","CHI, GER, GYN, GYU, NEU, ONK, PLM, URO",96190089]
[1136,"B3.2",null,"B79955","Depend Slip Super L priedušné","savosť 3265 ml, obvod bokov 120-150 cm, á 15 ks","KCI","BE","ks",{"v":0.1,"d":"10.00%"},0.81,0.81,{"v":0,"d":"0.00"},{"v":0,"d":"0.0000%"},{"v":0,"d":"0.00"},"I","CHI, GER, GYN, GYU, NEU, ONK, PLM, URO",481840]
[1137,"B3.2",null,"B79954","Depend Slip Super M priedušné","savosť 2707 ml, obvod bokov 80-120 cm, á 15 ks","KCI","NL","ks",{"v":0.1,"d":"10.00%"},0.81,0.81,{"v":0,"d":"0.00"},{"v":0,"d":"0.0000%"},{"v":0,"d":"0.00"},"I","CHI, GER, GYN, GYU, NEU, ONK, PLM, URO",481840]
[1138,"B3.2",null,"B90996","Depend Slip Super XL - priedušné","Savost 3265 ml; obvod cez boky 150-170 cm; á 15 ks, plienkové nohavicky","KCI","NL","ks",{"v":0.1,"d":"10.00%"},0.81,0.81,{"v":0,"d":"0.00"},{"v":0,"d":"0.0000%"},{"v":0,"d":"0.00"},"I","CHI, GER, GYN, GYU, NEU, ONK, PLM, URO",48184099]
[1139,"B3.2",null,"B92987","Nohavičky pl. EGOSAN Vita Soft Natural Comfort All-in-one","veľkosť Medium, Super, s Aloe Vera, pás 70-110 cm, savosť 2 550 ml/30 ks","STX","IT","ks",{"v":0.1,"d":"10.00%"},0.81,0.81,{"v":0,"d":"0.00"},{"v":0,"d":"0.0000%"},{"v":0,"d":"0.00"},"I","CHI, GER, GYN, GYU, NEU, ONK, PLM, URO",481840]
[1140,"B3.2",null,"B92998","Nohavičky plienkové EGOSAN Natural Comfort All-in-one","veľkosť Medium, Maxi, s nastaviteľným opaskom, savosť 2 400 ml/30 ks","STX","IT","ks",{"v":0.1,"d":"10.00%"},0.81,0.81,{"v":0,"d":"0.00"},{"v":0,"d":"0.0000%"},{"v":0,"d":"0.00"},"I","CHI, GER, GYN, GYU, NEU, ONK, PLM, URO",481840]
[1141,"B3.2",null,"B94630","Nohavičky plienkové Inka Pants medium plus","obvod pásu 70-100cm, rozmer 450x180mm, 85gr., savosť 1100ml","BUK","SK","ks",{"v":0.1,"d":"10.00%"},0.81,0.81,{"v":0,"d":"0.00"},{"v":0,"d":"0.0000%"},{"v":0,"d":"0.00"},"I","CHI, GER, GYN, GYU, NEU, ONK, PLM, URO",481840]
[1142,"B3.2",null,"B94629","Nohavičky plienkové Inka Pants medium standard","obvod pásu 70-100cm, rozmer 450x180mm, 75gr., savosť 1100ml","BUK","SK","ks",{"v":0.1,"d":"10.00%"},0.81,0.81,{"v":0,"d":"0.00"},{"v":0,"d":"0.0000%"},{"v":0,"d":"0.00"},"I","CHI, GER, GYN, GYU, NEU, ONK, PLM, URO",481840]
[1143,"B3.2",null,"B0629A","Nohavičky plienkové Tena Slip Super XL","boky 120-160cm, veľkosť 98x84 cm, nasiakavosť 3187 ml, 28ks","ESG","SE","ks",{"v":0.1,"d":"10.00%"},0.81,0.81,{"v":0,"d":"0.00"},{"v":0,"d":"0.0000%"},{"v":0,"d":"0.00"},"I","CHI, GER, GYN, GYU, NEU, ONK, PLM, URO",48184099]
[1144,"B3.2",null,"B99956","Seni Optima Trio Extra Large, nohavičky plienkové","savosť 4400 ml, obvod pása 105-155 cm","TZM","PL","ks",{"v":0.1,"d":"10.00%"},0.81,0.81,{"v":0,"d":"0.00"},{"v":0,"d":"0.0000%"},{"v":0,"d":"0.00"},"I","CHI, GER, GYN, GYU, NEU, ONK, PLM, URO",96190029]
[1145,"B3.2",null,"B93097","Attends Flex 10 M","veľkosť M, 75-105 cm, 2600 ml","ATT","SE","ks",{"v":0.1,"d":"10.00%"},0.82,0.82,{"v":0,"d":"0.00"},{"v":0,"d":"0.0000%"},{"v":0,"d":"0.00"},"I","CHI, GER, GYN, GYU, NEU, ONK, PLM, URO",96190089]
[1146,"B3.2",null,"B69200","Depend Pants Normal Large pre ženy","savosť 1000 ml, obvod bokov 95 - 130 cm, á 9 ks","KCI","NL","ks",{"v":0.1,"d":"10.00%"},0.82,0.82,{"v":0,"d":"0.00"},{"v":0,"d":"0.0000%"},{"v":0,"d":"0.00"},"I","CHI, GER, GYN, GYU, NEU, ONK, PLM, URO",481840]
[1147,"B3.2",null,"B93679","Depend Pants Normal Large/Extra Large pre mužov","Savost 1000 ml; obvod bokov 96-163 cm; natahovacie nohavicky pre mužov","KCI","NL","ks",{"v":0.1,"d":"10.00%"},0.82,0.82,{"v":0,"d":"0.00"},{"v":0,"d":"0.0000%"},{"v":0,"d":"0.00"},"I","CHI, GER, GYN, GYU, NEU, ONK, PLM, URO",48184099]
[1148,"B3.2",null,"B86379","Depend Slip Super Plus L - priedušné","savosť 3790 ml, boky 120-150 cm, á 15ks","KCI","NL","ks",{"v":0.1,"d":"10.00%"},0.82,0.82,{"v":0,"d":"0.00"},{"v":0,"d":"0.0000%"},{"v":0,"d":"0.00"},"I","CHI, GER, GYN, GYU, NEU, ONK, PLM, URO",48184090]
[1149,"B3.2",null,"B81152","MoliCare Premium Extra Plus L","savosť 2349 ml, obvod pása 120-150 cm, á 30 ks","PHR","DE","ks",{"v":0.1,"d":"10.00%"},0.82,0.82,{"v":0,"d":"0.00"},{"v":0,"d":"0.0000%"},{"v":0,"d":"0.00"},"I","CHI, GER, GYN, GYU, NEU, ONK, PLM, URO",481840]
[1150,"B3.2",null,"B81159","MoliCare Premium Super Plus L","savosť 3070 ml, obvod pása 120-150 cm, á 30 ks","PHR","DE","ks",{"v":0.1,"d":"10.00%"},0.82,0.82,{"v":0,"d":"0.00"},{"v":0,"d":"0.0000%"},{"v":0,"d":"0.00"},"I","CHI, GER, GYN, GYU, NEU, ONK, PLM, URO",481840]
[1151,"B3.2",null,"B96385","Nohavičky inkontinenčné MoliCare Elastic 6 drops L","110-150 cm, 2349 ml","PHR","D","ks",{"v":0.1,"d":"10.00%"},0.82,0.82,{"v":0,"d":"0.00"},{"v":0,"d":"0.0000%"},{"v":0,"d":"0.00"},"I","CHI, GER, GYN, GYU, NEU, ONK, PLM, URO",96190089]
[1152,"B3.2",null,"B92997","Nohavičky plienkové EGOSAN Natural Comfort All-in-one","veľkosť Large, Super, s nastaviteľným opaskom, savosť 2 150 ml/30 ks","STX","IT","ks",{"v":0.1,"d":"10.00%"},0.82,0.82,{"v":0,"d":"0.00"},{"v":0,"d":"0.0000%"},{"v":0,"d":"0.00"},"I","CHI, GER, GYN, GYU, NEU, ONK, PLM, URO",481840]
[1153,"B3.2",null,"B79808","TENA Silhouette Normal Low Waist Blanc M","savosť 830 ml, obvod bokov 75-100 cm, veľkosť 75,6x65,2cm / 12 ks","SCA","SE","ks",{"v":0.1,"d":"10.00%"},0.82,0.82,{"v":0,"d":"0.00"},{"v":0,"d":"0.0000%"},{"v":0,"d":"0.00"},"I","CHI, GER, GYN, GYU, NEU, ONK, PLM, URO",481840]
[1154,"B3.2",null,"B80014","Egosan Large Extra","savosť 2200 ml, obvod pása 115-150 cm, á 30 ks","STX","IT","ks",{"v":0.1,"d":"10.00%"},0.83,0.83,{"v":0,"d":"0.00"},{"v":0,"d":"0.0000%"},{"v":0,"d":"0.00"},"I","CHI, GER, GYN, GYU, NEU, ONK, PLM, URO",481840]
[1155,"B3.2",null,"B70993","MoliCare Classic Super large","savosť  2400 ml, obvod bokov 100-150 cm","HAR","DE","ks",{"v":0.1,"d":"10.00%"},0.83,0.83,{"v":0,"d":"0.00"},{"v":0,"d":"0.0000%"},{"v":0,"d":"0.00"},"I","CHI, GER, GYN, GYU, NEU, ONK, PLM, URO",481840]
[1156,"B3.2",null,"B70990","Nohavičky inkont. MoliCare Classic large","savosť  2030 ml, obvod bokov 100-150 cm","HAR","DE","ks",{"v":0.1,"d":"10.00%"},0.83,0.83,{"v":0,"d":"0.00"},{"v":0,"d":"0.0000%"},{"v":0,"d":"0.00"},"I","CHI, GER, GYN, GYU, NEU, ONK, PLM, URO",481840]
[1157,"B3.2",null,"B95443","Nohavičky plienkové nateen FLEXI PLUS M","Obvod bokov  90-130 cm,savosť 2150 ml","APG","CN","ks",{"v":0.1,"d":"10.00%"},0.83,0.83,{"v":0,"d":"0.00"},{"v":0,"d":"0.0000%"},{"v":0,"d":"0.00"},"I","CHI, GER, GYN, GYU, NEU, ONK, PLM, URO",96190089]
[1158,"B3.2",null,"B83273","Seni Active Super Extra Large","savosť 1600 ml","TZM","PL","ks",{"v":0.1,"d":"10.00%"},0.83,0.83,{"v":0,"d":"0.00"},{"v":0,"d":"0.0000%"},{"v":0,"d":"0.00"},"I","CHI, GER, GYN, GYU, NEU, ONK, PLM, URO",48184090]
[1159,"B3.2",null,"B91636","Super Seni Quatro Extra Large","obvod pása 130-170 cm, savosť 4600 ml,  á 10 ks","TZM","PL","ks",{"v":0.1,"d":"10.00%"},0.83,0.83,{"v":0,"d":"0.00"},{"v":0,"d":"0.0000%"},{"v":0,"d":"0.00"},"I","CHI, GER, GYN, GYU, NEU, ONK, PLM, URO",48184090]
[1160,"B3.2",null,"B91635","Super Seni Quatro Large","obvod pása 100-150 cm, savosť 4600 ml  á 10 ks","TZM","PL","ks",{"v":0.1,"d":"10.00%"},0.83,0.83,{"v":0,"d":"0.00"},{"v":0,"d":"0.0000%"},{"v":0,"d":"0.00"},"I","CHI, GER, GYN, GYU, NEU, ONK, PLM, URO",48184090]
[1161,"B3.2",null,"B91634","Super Seni Quatro Medium","obvod pása 75-110 cm, savosť 4300 ml  á 10 ks","TZM","PL","ks",{"v":0.1,"d":"10.00%"},0.83,0.83,{"v":0,"d":"0.00"},{"v":0,"d":"0.0000%"},{"v":0,"d":"0.00"},"I","CHI, GER, GYN, GYU, NEU, ONK, PLM, URO",48184090]
[1162,"B3.2",null,"B93560","ABRI FLEX L2","savosť 1900 ml, obvod pása 100-140 cm, á 14 ks, priedušné","BAM","DK","ks",{"v":0.1,"d":"10.00%"},0.84,0.84,{"v":0,"d":"0.00"},{"v":0,"d":"0.0000%"},{"v":0,"d":"0.00"},"I","CHI, GER, GYN, GYU, NEU, ONK, PLM, URO",48184099]
[1163,"B3.2",null,"B30570","Abri Form L4, Air Plus","savosť 4000 ml, obvod pása 100-150 cm, á 12 ks","BAM","DK","ks",{"v":0.1,"d":"10.00%"},0.84,0.84,{"v":0,"d":"0.00"},{"v":0,"d":"0.0000%"},{"v":0,"d":"0.00"},"I","CHI, GER, GYN, GYU, NEU, ONK, PLM, URO",481840]
[1164,"B3.2",null,"B28787","Molicare Classic large","savosť 1400, obvod bokov 100-150 cm, á 28 ks","HAR","CZ","ks",{"v":0.1,"d":"10.00%"},0.84,0.84,{"v":0,"d":"0.00"},{"v":0,"d":"0.0000%"},{"v":0,"d":"0.00"},"I","CHI, GER, GYN, GYU, NEU, ONK, PLM, URO",481840]
[1165,"B3.2",null,"B81038","Molicare Comfort Super small","savosť 1710 ml, obvod pása 50-80 cm, á 30 ks","PHR","DE","ks",{"v":0.1,"d":"10.00%"},0.84,0.84,{"v":0,"d":"0.00"},{"v":0,"d":"0.0000%"},{"v":0,"d":"0.00"},"I","CHI, GER, GYN, GYU, NEU, ONK, PLM, URO",481840]
[1166,"B3.2",null,"B20701","Molicare Super Plus small","savosť  1 400ml, obvod bokov 50 - 80 cm, á  14 ks","HAR","DE","ks",{"v":0.1,"d":"10.00%"},0.84,0.84,{"v":0,"d":"0.00"},{"v":0,"d":"0.0000%"},{"v":0,"d":"0.00"},"I","CHI, GER, GYN, GYU, NEU, ONK, PLM, URO",481840]
[1167,"B3.2",null,"B70994","MoliMed Pants","savosť 250 ml, obvod bokov 70-120 cm","HAR","DE","ks",{"v":0.1,"d":"10.00%"},0.84,0.84,{"v":0,"d":"0.00"},{"v":0,"d":"0.0000%"},{"v":0,"d":"0.00"},"I","CHI, GER, GYN, GYU, NEU, ONK, PLM, URO",481840]
[1168,"B3.2",null,"B72670","Abri Form XL4, Air Plus","savosť 4000 ml, obvod pása 110-170 cm, á 12 ks","BAM","DK","ks",{"v":0.1,"d":"10.00%"},0.86,0.86,{"v":0,"d":"0.00"},{"v":0,"d":"0.0000%"},{"v":0,"d":"0.00"},"I","CHI, GER, GYN, GYU, NEU, ONK, PLM, URO",481840]
[1169,"B3.2",null,"B73891","DEPEND Super Plus Extra Large","savosť 2700 ml, obvod bokov 150-170 cm, á 15 ks","KCI","BE","ks",{"v":0.1,"d":"10.00%"},0.86,0.86,{"v":0,"d":"0.00"},{"v":0,"d":"0.0000%"},{"v":0,"d":"0.00"},"I","CHI, GER, GYN, GYU, NEU, ONK, PLM, URO",481840]
[1170,"B3.2",null,"B91749","Indasec Pant Plus L nohavičky plienkové navliekacie","L  boky 100 - 140cm, absorp. 1600ml/ 12 ks","IDS","ES","ks",{"v":0.1,"d":"10.00%"},0.86,0.86,{"v":0,"d":"0.00"},{"v":0,"d":"0.0000%"},{"v":0,"d":"0.00"},"I","CHI, GER, GYN, GYU, NEU, ONK, PLM, URO",4818409900]
[1171,"B3.2",null,"B91748","Indasec Pant Plus M nohavičky plienkové navliekacie","M  boky 80 - 110cm, absorp. 1500ml/ 12 ks","IDS","ES","ks",{"v":0.1,"d":"10.00%"},0.86,0.86,{"v":0,"d":"0.00"},{"v":0,"d":"0.0000%"},{"v":0,"d":"0.00"},"I","CHI, GER, GYN, GYU, NEU, ONK, PLM, URO",4818409900]
[1172,"B3.2",null,"B88896","Indasec Pant Super L","boky 100 - 140cm, absorp. 2000ml/ 10 ks","IDS","ES","ks",{"v":0.1,"d":"10.00%"},0.86,0.86,{"v":0,"d":"0.00"},{"v":0,"d":"0.0000%"},{"v":0,"d":"0.00"},"I","CHI, GER, GYN, GYU, NEU, ONK, PLM, URO",4818409900]
[1173,"B3.2",null,"B88895","Indasec Pant Super M","boky 80 - 110cm, absorp. 1900ml/ 10 ks","IDS","ES","ks",{"v":0.1,"d":"10.00%"},0.86,0.86,{"v":0,"d":"0.00"},{"v":0,"d":"0.0000%"},{"v":0,"d":"0.00"},"I","CHI, GER, GYN, GYU, NEU, ONK, PLM, URO",4818409900]
[1174,"B3.2",null,"B91750","Indaslip Premium XL 10 Plus","XL  boky do 170cm, absorp. 3700ml/ 20 ks","IDS","ES","ks",{"v":0.1,"d":"10.00%"},0.86,0.86,{"v":0,"d":"0.00"},{"v":0,"d":"0.0000%"},{"v":0,"d":"0.00"},"I","CHI, GER, GYN, GYU, NEU, ONK, PLM, URO",4818409900]
[1175,"B3.2",null,"B0208A","Nohavičky absorpčné TENA Lady Pants Plus L Noir","absorpcia 1010 ml, boky 95-130 cm, veľkosť 82,6x81 cm / 30 ks","ESG","SE","ks",{"v":0.1,"d":"10.00%"},0.86,0.86,{"v":0,"d":"0.00"},{"v":0,"d":"0.0000%"},{"v":0,"d":"0.00"},"I","CHI, GER, GYN, GYU, NEU, ONK, PLM, URO",481840]
[1176,"B3.2",null,"B90223","Nohavičky plienkové inkontinenčné Sanete Pants","Large, savosť 1260 ml, obvod pása 90-125 cm, á 14ks","CLL","SK","ks",{"v":0.1,"d":"10.00%"},0.86,0.86,{"v":0,"d":"0.00"},{"v":0,"d":"0.0000%"},{"v":0,"d":"0.00"},"I","CHI, GER, GYN, GYU, NEU, ONK, PLM, URO",48184099]
[1177,"B3.2",null,"B69258","TENA Pants Super Small","savosť 2010 ml, obvod bokov  65-85 cm, veľkosť 75,6x55 cm, á 12 ks, priedušné","SCA","SE","ks",{"v":0.1,"d":"10.00%"},0.86,0.86,{"v":0,"d":"0.00"},{"v":0,"d":"0.0000%"},{"v":0,"d":"0.00"},"I","CHI, GER, GYN, GYU, NEU, ONK, PLM, URO",481840]
[1178,"B3.2",null,"B79809","TENA Silhouette Normal Low Waist Blanc L","savosť 830 ml, obvod bokov 95-125 cm, veľkosť 80x79,9 cm, á 10 ks","SCA","SE","ks",{"v":0.1,"d":"10.00%"},0.86,0.86,{"v":0,"d":"0.00"},{"v":0,"d":"0.0000%"},{"v":0,"d":"0.00"},"I","CHI, GER, GYN, GYU, NEU, ONK, PLM, URO",481840]
[1179,"B3.2",null,"B86378","Depend Slip Super Plus XL - priedušné","savosť 3790 ml, boky 150-170 cm, á 15ks","KCI","NL","ks",{"v":0.1,"d":"10.00%"},0.87,0.87,{"v":0,"d":"0.00"},{"v":0,"d":"0.0000%"},{"v":0,"d":"0.00"},"I","CHI, GER, GYN, GYU, NEU, ONK, PLM, URO",48184090]
[1180,"B3.2",null,"B94877","Seni Active Plus Medium","obvod pása 80-100 cm, savosť 2000 ml","TZM","PL","ks",{"v":0.1,"d":"10.00%"},0.87,0.87,{"v":0,"d":"0.00"},{"v":0,"d":"0.0000%"},{"v":0,"d":"0.00"},"I","CHI, GER, GYN, GYU, NEU, ONK, PLM, URO",96190029]
[1181,"B3.2",null,"B93558","ABRI FLEX XS2","savosť 1500 ml, obvod pása 50-80 cm, á 14 ks, priedušné","BAM","DK","ks",{"v":0.1,"d":"10.00%"},0.88,0.88,{"v":0,"d":"0.00"},{"v":0,"d":"0.0000%"},{"v":0,"d":"0.00"},"I","CHI, GER, GYN, GYU, NEU, ONK, PLM, URO",48184099]
[1182,"B3.2",null,"B86464","Attends Slip Regular Plus 10 XL","savosť 3699 ml, obvod bokov 150 - 175 cm, á 14 ks","ATT","SE","ks",{"v":0.1,"d":"10.00%"},0.88,0.88,{"v":0,"d":"0.00"},{"v":0,"d":"0.0000%"},{"v":0,"d":"0.00"},"I","CHI, GER, GYN, GYU, NEU, ONK, PLM, URO",48184009]
[1183,"B3.2",null,"B81036","Molicare Comfort Extra medium","savosť 1820 ml, obvod pása 70-120 cm, á 30 ks","PHR","DE","ks",{"v":0.1,"d":"10.00%"},0.88,0.88,{"v":0,"d":"0.00"},{"v":0,"d":"0.0000%"},{"v":0,"d":"0.00"},"I","CHI, GER, GYN, GYU, NEU, ONK, PLM, URO",481840]
[1184,"B3.2",null,"B69257","TENA Pants Plus Extra Large","savosť 1440 ml,obvod bokov 120-160 cm, veľkosť 32,6x92 cm, á 12 ks, priedušné","SCA","SE","ks",{"v":0.1,"d":"10.00%"},0.88,0.88,{"v":0,"d":"0.00"},{"v":0,"d":"0.0000%"},{"v":0,"d":"0.00"},"I","CHI, GER, GYN, GYU, NEU, ONK, PLM, URO",481840]
[1185,"B3.2",null,"B69260","TENA Pants Super Large","savosť 2010 ml, obvod bokov 100-135 cm, veľkosť 90,6x81 cm, á 12 ks, priedušné","SCA","SE","ks",{"v":0.1,"d":"10.00%"},0.88,0.88,{"v":0,"d":"0.00"},{"v":0,"d":"0.0000%"},{"v":0,"d":"0.00"},"I","CHI, GER, GYN, GYU, NEU, ONK, PLM, URO",481840]
[1186,"B3.2",null,"B69259","TENA Pants Super Medium","savosť 2010 ml, obvod bokov  80-110 cm, veľkosť 80,6x68 cm, á 12 ks, priedušné","SCA","SE","ks",{"v":0.1,"d":"10.00%"},0.88,0.88,{"v":0,"d":"0.00"},{"v":0,"d":"0.0000%"},{"v":0,"d":"0.00"},"I","CHI, GER, GYN, GYU, NEU, ONK, PLM, URO",481840]
[1187,"B3.2",null,"B93562","ABRI FLEX XL2","savosť 1900 ml, obvod pása 130-170 cm, á 14 ks, priedušné","BAM","DK","ks",{"v":0.1,"d":"10.00%"},{"v":0.9,"d":"0.90"},{"v":0.9,"d":"0.90"},{"v":0,"d":"0.00"},{"v":0,"d":"0.0000%"},{"v":0,"d":"0.00"},"I","CHI, GER, GYN, GYU, NEU, ONK, PLM, URO",48184099]
[1188,"B3.2",null,"B65960","Molicare Premium Mobile 5 kv. M /zelené","80-120 cm, 1017 ml","HAR","DE","ks",{"v":0.1,"d":"10.00%"},{"v":0.9,"d":"0.90"},{"v":0.9,"d":"0.90"},{"v":0,"d":"0.00"},{"v":0,"d":"0.0000%"},{"v":0,"d":"0.00"},"I","CHI, GER, GYN, GYU, NEU, ONK, PLM, URO",481840]
[1189,"B3.2",null,"B70995","MoliMed Pants","savosť  250 ml, obvod bokov 100-150 cm","HAR","DE","ks",{"v":0.1,"d":"10.00%"},{"v":0.9,"d":"0.90"},{"v":0.9,"d":"0.90"},{"v":0,"d":"0.00"},{"v":0,"d":"0.0000%"},{"v":0,"d":"0.00"},"I","CHI, GER, GYN, GYU, NEU, ONK, PLM, URO",481840]
[1190,"B3.2",null,"B0039A","nohavičky ID pants TBS normal L","abs. 1218 ml, boky 100 - 145 cm, veľ. 900x811 mm / 14 ks","ONT","BE","ks",{"v":0.1,"d":"10.00%"},{"v":0.9,"d":"0.90"},{"v":0.9,"d":"0.90"},{"v":0,"d":"0.00"},{"v":0,"d":"0.0000%"},{"v":0,"d":"0.00"},"I","CHI, GER, GYN, GYU, NEU, ONK, PLM, URO",48184099]
[1191,"B3.2",null,"B0043A","nohavičky ID pants TBS super L","abs. 1857 ml, boky 100 - 145 cm, veľ.900x811 mm / 14 ks","ONT","BE","ks",{"v":0.1,"d":"10.00%"},{"v":0.9,"d":"0.90"},{"v":0.9,"d":"0.90"},{"v":0,"d":"0.00"},{"v":0,"d":"0.0000%"},{"v":0,"d":"0.00"},"I","CHI, GER, GYN, GYU, NEU, ONK, PLM, URO",48184099]
[1192,"B3.2",null,"B94633","Nohavičky plienkové Inka Pants large plus","obvod pásu 100-140cm, rozmer 520x180mm, 95gr., savosť 1300ml","BUK","SK","ks",{"v":0.1,"d":"10.00%"},{"v":0.9,"d":"0.90"},{"v":0.9,"d":"0.90"},{"v":0,"d":"0.00"},{"v":0,"d":"0.0000%"},{"v":0,"d":"0.00"},"I","CHI, GER, GYN, GYU, NEU, ONK, PLM, URO",481840]
[1193,"B3.2",null,"B94632","Nohavičky plienkové Inka Pants large standard","obvod pásu 100-140cm, rozmer 520x180mm, 85gr., savosť 1300ml","BUK","SK","ks",{"v":0.1,"d":"10.00%"},{"v":0.9,"d":"0.90"},{"v":0.9,"d":"0.90"},{"v":0,"d":"0.00"},{"v":0,"d":"0.0000%"},{"v":0,"d":"0.00"},"I","CHI, GER, GYN, GYU, NEU, ONK, PLM, URO",481840]
[1194,"B3.2",null,"B90224","Nohavičky plienkové inkontinenčné Sanete Pants","Extra Large, savosť 1350 ml, obvod pása 120-170 cm, á 14ks","CLL","SK","ks",{"v":0.1,"d":"10.00%"},{"v":0.9,"d":"0.90"},{"v":0.9,"d":"0.90"},{"v":0,"d":"0.00"},{"v":0,"d":"0.0000%"},{"v":0,"d":"0.00"},"I","CHI, GER, GYN, GYU, NEU, ONK, PLM, URO",48184099]
[1195,"B3.2",null,"B95444","Nohavičky plienkové nateen FLEXI PLUS L/XL","Obvod bokov  110-170 cm,savosť 2550 ml","APG","CN","ks",{"v":0.1,"d":"10.00%"},{"v":0.9,"d":"0.90"},{"v":0.9,"d":"0.90"},{"v":0,"d":"0.00"},{"v":0,"d":"0.0000%"},{"v":0,"d":"0.00"},"I","CHI, GER, GYN, GYU, NEU, ONK, PLM, URO",96190089]
[1196,"B3.2",null,"B35813","TENA Pants Plus Small","savosť 1440 ml, obvod bokov 65-85 cm, veľkosť 75,6x55 cm, á 14 ks, priedušné","SCA","SE","ks",{"v":0.1,"d":"10.00%"},{"v":0.9,"d":"0.90"},{"v":0.9,"d":"0.90"},{"v":0,"d":"0.00"},{"v":0,"d":"0.0000%"},{"v":0,"d":"0.00"},"I","CHI, GER, GYN, GYU, NEU, ONK, PLM, URO",481840]
[1197,"B3.2",null,"B89411","Plienkové nohavičky","Pull-Ons Adjustable 10M, 2600ml","PAP","SE","ks",{"v":0.1,"d":"10.00%"},0.91,0.91,{"v":0,"d":"0.00"},{"v":0,"d":"0.0000%"},{"v":0,"d":"0.00"},"I","CHI, GER, GYN, GYU, NEU, ONK, PLM, URO",48184099]
[1198,"B3.2",null,"B93098","Attends Flex 10 L","veľkosť L, 85-125 cm, 3100 ml","ATT","SE","ks",{"v":0.1,"d":"10.00%"},0.92,0.92,{"v":0,"d":"0.00"},{"v":0,"d":"0.0000%"},{"v":0,"d":"0.00"},"I","CHI, GER, GYN, GYU, NEU, ONK, PLM, URO",96190089]
[1199,"B3.2",null,"B0045A","nohavičky ID pants TBS maxi L","abs. 2304 ml, boky 100 - 145 cm, veľ.890x780 mm / 14 ks","ONT","BE","ks",{"v":0.1,"d":"10.00%"},0.92,0.92,{"v":0,"d":"0.00"},{"v":0,"d":"0.0000%"},{"v":0,"d":"0.00"},"I","CHI, GER, GYN, GYU, NEU, ONK, PLM, URO",48184099]
[1200,"B3.2",null,"B92990","Nohavičky pl. EGOSAN Vita Soft Natural Comfort All-in-one","veľkosť Medium, Maxi, s Aloe Vera, pás 70-110 cm, savosť 2 900 ml/15 ks","STX","IT","ks",{"v":0.1,"d":"10.00%"},0.92,0.92,{"v":0,"d":"0.00"},{"v":0,"d":"0.0000%"},{"v":0,"d":"0.00"},"I","CHI, GER, GYN, GYU, NEU, ONK, PLM, URO",481840]
[1201,"B3.2",null,"B74345","TENA Flex Maxi Extra Large","savosť 4890 ml, boky 105-153 cm, veľkosť 103x52 cm, á 21 ks, priedušné","SCA","SE","ks",{"v":0.1,"d":"10.00%"},0.92,0.92,{"v":0,"d":"0.00"},{"v":0,"d":"0.0000%"},{"v":0,"d":"0.00"},"I","CHI, GER, GYN, GYU, NEU, ONK, PLM, URO",481840]
[1202,"B3.2",null,"B93209","TENA Pants Plus XS","á 14 ks, savosť: 1 710 ml, veľkosť: 68,6 x 55 cm, boky 50-70 cm","SCA","SE","ks",{"v":0.1,"d":"10.00%"},0.92,0.92,{"v":0,"d":"0.00"},{"v":0,"d":"0.0000%"},{"v":0,"d":"0.00"},"I","CHI, GER, GYN, GYU, NEU, ONK, PLM, URO",48184099]
[1203,"B3.2",null,"B96734","Depend Pants Super L s vyšším pásom pre ženy","Savost 1360 ml; obvod bokov 95-130 cm; natahovacie nohavicky pre ženy","KCI","NL","ks",{"v":0.1,"d":"10.00%"},0.94,0.94,{"v":0,"d":"0.00"},{"v":0,"d":"0.0000%"},{"v":0,"d":"0.00"},"I","CHI, GER, GYN, GYU, NEU, ONK, PLM, URO",48184099]
[1204,"B3.2",null,"B96737","Depend Pants Super L/XL s vyšším pásom pre mužov","Savost 1360 ml; obvod bokov 95-150 cm; natahovacie nohavicky pre mužov","KCI","NL","ks",{"v":0.1,"d":"10.00%"},0.94,0.94,{"v":0,"d":"0.00"},{"v":0,"d":"0.0000%"},{"v":0,"d":"0.00"},"I","CHI, GER, GYN, GYU, NEU, ONK, PLM, URO",48184099]
[1205,"B3.2",null,"B96733","Depend Pants Super S/M s vyšším pásom pre ženy","Savost 1360 ml; obvod bokov 70-105 cm; natahovacie nohavicky pre ženy","KCI","NL","ks",{"v":0.1,"d":"10.00%"},0.94,0.94,{"v":0,"d":"0.00"},{"v":0,"d":"0.0000%"},{"v":0,"d":"0.00"},"I","CHI, GER, GYN, GYU, NEU, ONK, PLM, URO",48184099]
[1206,"B3.2",null,"B96735","Depend Pants Super XL s vyšším pásom pre ženy","Savost 1360 ml; obvod bokov 120-150 cm; natahovacie nohavicky pre ženy","KCI","NL","ks",{"v":0.1,"d":"10.00%"},0.94,0.94,{"v":0,"d":"0.00"},{"v":0,"d":"0.0000%"},{"v":0,"d":"0.00"},"I","CHI, GER, GYN, GYU, NEU, ONK, PLM, URO",48184099]
[1207,"B3.2",null,"B80015","Egosan Large Super","savosť 3400 ml, obvod pása 115-150cm, á 15 ks","STX","IT","ks",{"v":0.1,"d":"10.00%"},0.94,0.94,{"v":0,"d":"0.00"},{"v":0,"d":"0.0000%"},{"v":0,"d":"0.00"},"I","CHI, GER, GYN, GYU, NEU, ONK, PLM, URO",481840]
[1208,"B3.2",null,"B82900","Depend Pants Super S/M pre mužov","savosť 1360 ml,obvod bokov 70-105cm, á 10 ks","KCI","NL","ks",{"v":0.1,"d":"10.00%"},0.95,0.95,{"v":0,"d":"0.00"},{"v":0,"d":"0.0000%"},{"v":0,"d":"0.00"},"I","CHI, GER, GYN, GYU, NEU, ONK, PLM, URO",48184090]
[1209,"B3.2",null,"B69201","Depend Pants Super S/M pre ženy","savosť 1360 ml, obvod bokov 70 do 105 cm, á 10 ks","KCI","NL","ks",{"v":0.1,"d":"10.00%"},0.95,0.95,{"v":0,"d":"0.00"},{"v":0,"d":"0.0000%"},{"v":0,"d":"0.00"},"I","CHI, GER, GYN, GYU, NEU, ONK, PLM, URO",481840]
[1210,"B3.2",null,"B0206A","Nohavičky absorpčné TENA Lady Pants Plus L Créme","absorpcia 1010 ml, boky 95-130 cm, veľkosť 82,6x81 cm / 30 ks","ESG","SE","ks",{"v":0.1,"d":"10.00%"},0.96,0.96,{"v":0,"d":"0.00"},{"v":0,"d":"0.0000%"},{"v":0,"d":"0.00"},"I","CHI, GER, GYN, GYU, NEU, ONK, PLM, URO",481840]
[1211,"B3.2",null,"B0204A","Nohavičky absorpčné TENA Men Pants Plus Large","absorpcia 1010 ml, boky 95-130 cm, veľkosť 82,6x81 cm / 30 ks","ESG","SE","ks",{"v":0.1,"d":"10.00%"},0.96,0.96,{"v":0,"d":"0.00"},{"v":0,"d":"0.0000%"},{"v":0,"d":"0.00"},"I","CHI, GER, GYN, GYU, NEU, ONK, PLM, URO",481840]
[1212,"B3.2",null,"B96388","Nohavičky inkontinenčné MoliCare Elastic 8 drops L","110 - 150 cm, 3298 ml","PHR","D","ks",{"v":0.1,"d":"10.00%"},0.96,0.96,{"v":0,"d":"0.00"},{"v":0,"d":"0.0000%"},{"v":0,"d":"0.00"},"I","CHI, GER, GYN, GYU, NEU, ONK, PLM, URO",96190089]
[1213,"B3.2",null,"B89412","Plienkové nohavičky","Pull-Ons Adjustable 10L, 3100ml","PAP","SE","ks",{"v":0.1,"d":"10.00%"},0.96,0.96,{"v":0,"d":"0.00"},{"v":0,"d":"0.0000%"},{"v":0,"d":"0.00"},"I","CHI, GER, GYN, GYU, NEU, ONK, PLM, URO",48184099]
[1214,"B3.2",null,"B94878","Seni Active Plus Large","obvod pása 100-135 cm, savosť 2000 ml","TZM","PL","ks",{"v":0.1,"d":"10.00%"},0.96,0.96,{"v":0,"d":"0.00"},{"v":0,"d":"0.0000%"},{"v":0,"d":"0.00"},"I","CHI, GER, GYN, GYU, NEU, ONK, PLM, URO",96190029]
[1215,"B3.2",null,"B70987","MoliCare","savosť 4120 ml, obvod bokov 140-175 cm","HAR","DE","ks",{"v":0.1,"d":"10.00%"},0.98,0.98,{"v":0,"d":"0.00"},{"v":0,"d":"0.0000%"},{"v":0,"d":"0.00"},"I","CHI, GER, GYN, GYU, NEU, ONK, PLM, URO",481840]
[1216,"B3.2",null,"B39459","Molicare Mobile 6 kv. L / modré","100 - 150 cm, 1963 ml","HAR","CZ","ks",{"v":0.1,"d":"10.00%"},0.98,0.98,{"v":0,"d":"0.00"},{"v":0,"d":"0.0000%"},{"v":0,"d":"0.00"},"I","CHI, GER, GYN, GYU, NEU, ONK, PLM, URO",481840]
[1217,"B3.2",null,"B81153","MoliCare Premium Extra Plus XL","savosť 2599 ml, obvod pása 150 - 175 cm","PHR","DE","ks",{"v":0.1,"d":"10.00%"},0.98,0.98,{"v":0,"d":"0.00"},{"v":0,"d":"0.0000%"},{"v":0,"d":"0.00"},"I","CHI, GER, GYN, GYU, NEU, ONK, PLM, URO",48184099]
[1218,"B3.2",null,"B65961","Molicare Premium Mobile 5 kv. L /zelené","100 - 150 cm, 1198 ml","HAR","DE","ks",{"v":0.1,"d":"10.00%"},0.98,0.98,{"v":0,"d":"0.00"},{"v":0,"d":"0.0000%"},{"v":0,"d":"0.00"},"I","CHI, GER, GYN, GYU, NEU, ONK, PLM, URO",481840]
[1219,"B3.2",null,"B91302","Depend Pants Super Extra Small","Savost 1340 ml; obvod bokov 51-85 cm; á 13 ks, natahovacia nohavicka pre ženy","KCI","GB","ks",{"v":0.1,"d":"10.00%"},0.99,0.99,{"v":0,"d":"0.00"},{"v":0,"d":"0.0000%"},{"v":0,"d":"0.00"},"I","CHI, GER, GYN, GYU, NEU, ONK, PLM, URO",48184099]
[1220,"B3.2",null,"B86241","TENA Pants Maxi Large","savosť 2550 ml, obvod bokov 100-135 cm, veľkosť 866x810cm, á 10 ks, priedušné","SCA","SE","ks",{"v":0.1,"d":"10.00%"},0.99,0.99,{"v":0,"d":"0.00"},{"v":0,"d":"0.0000%"},{"v":0,"d":"0.00"},"I","CHI, GER, GYN, GYU, NEU, ONK, PLM, URO",48184099]
[1221,"B3.2",null,"B86240","TENA Pants Maxi Medium","savosť 2550 ml, obvod bokov 80-110 cm, veľkosť 766x680cm, á 10 ks, priedušné","SCA","SE","ks",{"v":0.1,"d":"10.00%"},0.99,0.99,{"v":0,"d":"0.00"},{"v":0,"d":"0.0000%"},{"v":0,"d":"0.00"},"I","CHI, GER, GYN, GYU, NEU, ONK, PLM, URO",48184099]
[1222,"B3.2",null,"B79958","Depend Flex Super Plus L","savosť 3400 ml, obvod bokov 95-135 cm, á 14 ks","KCI","NL","ks",{"v":0.1,"d":"10.00%"},{"v":1,"d":"1.00"},{"v":1,"d":"1.00"},{"v":0,"d":"0.00"},{"v":0,"d":"0.0000%"},{"v":0,"d":"0.00"},"I","CHI, GER, GYN, GYU, NEU, ONK, PLM, URO",481840]
[1223,"B3.2",null,"B79957","Depend Flex Super Plus M","savosť 2900 ml, obvod bokov 70-115 cm, á 14 ks","KCI","NL","ks",{"v":0.1,"d":"10.00%"},{"v":1,"d":"1.00"},{"v":1,"d":"1.00"},{"v":0,"d":"0.00"},{"v":0,"d":"0.0000%"},{"v":0,"d":"0.00"},"I","CHI, GER, GYN, GYU, NEU, ONK, PLM, URO",481840]
[1224,"B3.2",null,"B81040","Molicare Comfort Super large","savosť 2810 ml, obvod pása 100-150 cm, á 30 ks","PHR","DE","ks",{"v":0.1,"d":"10.00%"},{"v":1,"d":"1.00"},{"v":1,"d":"1.00"},{"v":0,"d":"0.00"},{"v":0,"d":"0.0000%"},{"v":0,"d":"0.00"},"I","CHI, GER, GYN, GYU, NEU, ONK, PLM, URO",481840]
[1225,"B3.2",null,"B70310","Molicare Premium Mobile 8 kv. L /fialové","100 - 150 cm, 2279 ml","HAR","DE","ks",{"v":0.1,"d":"10.00%"},{"v":1,"d":"1.00"},{"v":1,"d":"1.00"},{"v":0,"d":"0.00"},{"v":0,"d":"0.0000%"},{"v":0,"d":"0.00"},"I","CHI, GER, GYN, GYU, NEU, ONK, PLM, URO",481840]
[1226,"B3.2",null,"B94635","Nohavičky plienkové Inka Pants extra large standard","obvod pásu 120-170cm, rozmer 520x180mm, 95gr., savosť 1500ml","BUK","SK","ks",{"v":0.1,"d":"10.00%"},{"v":1,"d":"1.00"},{"v":1,"d":"1.00"},{"v":0,"d":"0.00"},{"v":0,"d":"0.0000%"},{"v":0,"d":"0.00"},"I","CHI, GER, GYN, GYU, NEU, ONK, PLM, URO",481840]
[1227,"B3.2",null,"B71587","Attends Pull-Ons 5 S","savosť 1499 ml, obvod bokov 56 - 75 cm, á 21 ks","PPS","SE","ks",{"v":0.1,"d":"10.00%"},1.02,1.02,{"v":0,"d":"0.00"},{"v":0,"d":"0.0000%"},{"v":0,"d":"0.00"},"I","CHI, GER, GYN, GYU, NEU, ONK, PLM, URO",481840]
[1228,"B3.2",null,"B71586","Attends Pull-Ons 5 XS","savosť 1499 ml, obvod bokov 45 - 60 cm, á 21 ks","PPS","SE","ks",{"v":0.1,"d":"10.00%"},1.02,1.02,{"v":0,"d":"0.00"},{"v":0,"d":"0.0000%"},{"v":0,"d":"0.00"},"I","CHI, GER, GYN, GYU, NEU, ONK, PLM, URO",481840]
[1229,"B3.2",null,"B20702","Molicare Maxi M","savosť 3510 ml, obvod bokov 70-120 cm, 14 ks","HAR","DE","ks",{"v":0.1,"d":"10.00%"},1.02,1.02,{"v":0,"d":"0.00"},{"v":0,"d":"0.0000%"},{"v":0,"d":"0.00"},"I","CHI, GER, GYN, GYU, NEU, ONK, PLM, URO",481840]
[1230,"B3.2",null,"B99073","Nohavicky absorpcné pre mužov MoliCare Premium MEN PANTS 7 drops L","100-150cm, 1412ml","PHR","D","ks",{"v":0.1,"d":"10.00%"},1.02,1.02,{"v":0,"d":"0.00"},{"v":0,"d":"0.0000%"},{"v":0,"d":"0.00"},"I","CHI, GER, GYN, GYU, NEU, ONK, PLM, URO",96190089]
[1231,"B3.2",null,"B99071","Nohavicky absorpcné pre ženy MoliCare Premium lady Pants 7 drops L","100-150cm, 1373ml","PHR","D","ks",{"v":0.1,"d":"10.00%"},1.02,1.02,{"v":0,"d":"0.00"},{"v":0,"d":"0.0000%"},{"v":0,"d":"0.00"},"I","CHI, GER, GYN, GYU, NEU, ONK, PLM, URO",96190089]
[1232,"B3.2",null,"B90172","TENA Slip Bariatric Super XXL","savosť 3300 ml, boky 163-178 cm, veľkosť  107x67 cm, á 32 ks","SCA","SE","ks",{"v":0.1,"d":"10.00%"},1.02,1.02,{"v":0,"d":"0.00"},{"v":0,"d":"0.0000%"},{"v":0,"d":"0.00"},"I","CHI, GER, GYN, GYU, NEU, ONK, PLM, URO",48184099]
[1233,"B3.2",null,"B73894","DEPEND Easy Fit Super L/XL","savosť 1440 ml, obvod bokov 114-163 cm, á 16 ks","KCI","US","ks",{"v":0.1,"d":"10.00%"},1.03,1.03,{"v":0,"d":"0.00"},{"v":0,"d":"0.0000%"},{"v":0,"d":"0.00"},"I","CHI, GER, GYN, GYU, NEU, ONK, PLM, URO",481840]
[1234,"B3.2",null,"B73893","DEPEND Easy Fit Super S/M","savosť 1440 ml, obvod bokov 71 do 114cm, á 18 ks","KCI","US","ks",{"v":0.1,"d":"10.00%"},1.03,1.03,{"v":0,"d":"0.00"},{"v":0,"d":"0.0000%"},{"v":0,"d":"0.00"},"I","CHI, GER, GYN, GYU, NEU, ONK, PLM, URO",481840]
[1235,"B3.2",null,"B96739","Depend Pants Maximum L pre ženy","Savost 1900 ml; obvod bokov 95-130 cm; natahovacie nohavicky pre ženy","KCI","NL","ks",{"v":0.1,"d":"10.00%"},1.03,1.03,{"v":0,"d":"0.00"},{"v":0,"d":"0.0000%"},{"v":0,"d":"0.00"},"I","CHI, GER, GYN, GYU, NEU, ONK, PLM, URO",48184099]
[1236,"B3.2",null,"B96742","Depend Pants Maximum L/XL pre mužov","Savost 1900 ml; obvod bokov 95-150 cm; natahovacie nohavicky pre mužov","KCI","NL","ks",{"v":0.1,"d":"10.00%"},1.03,1.03,{"v":0,"d":"0.00"},{"v":0,"d":"0.0000%"},{"v":0,"d":"0.00"},"I","CHI, GER, GYN, GYU, NEU, ONK, PLM, URO",48184099]
[1237,"B3.2",null,"B96741","Depend Pants Maximum S/M pre mužov","Savost 1900 ml; obvod bokov 70-105 cm; natahovacie nohavicky pre mužov","KCI","NL","ks",{"v":0.1,"d":"10.00%"},1.03,1.03,{"v":0,"d":"0.00"},{"v":0,"d":"0.0000%"},{"v":0,"d":"0.00"},"I","CHI, GER, GYN, GYU, NEU, ONK, PLM, URO",48184099]
[1238,"B3.2",null,"B96738","Depend Pants Maximum S/M pre ženy","Savost 1900 ml; obvod bokov 70-105 cm; natahovacie nohavicky pre ženy","KCI","NL","ks",{"v":0.1,"d":"10.00%"},1.03,1.03,{"v":0,"d":"0.00"},{"v":0,"d":"0.0000%"},{"v":0,"d":"0.00"},"I","CHI, GER, GYN, GYU, NEU, ONK, PLM, URO",48184099]
[1239,"B3.2",null,"B96740","Depend Pants Maximum XL pre ženy","Savost 1900 ml; obvod bokov 120-150 cm; natahovacie nohavicky pre ženy","KCI","NL","ks",{"v":0.1,"d":"10.00%"},1.03,1.03,{"v":0,"d":"0.00"},{"v":0,"d":"0.0000%"},{"v":0,"d":"0.00"},"I","CHI, GER, GYN, GYU, NEU, ONK, PLM, URO",48184099]
[1240,"B3.2",null,"B20703","Molicare Maxi L","savosť 4600 ml, obvod bokov 100-150 cm, 14 ks","HAR","DE","ks",{"v":0.1,"d":"10.00%"},1.03,1.03,{"v":0,"d":"0.00"},{"v":0,"d":"0.0000%"},{"v":0,"d":"0.00"},"I","CHI, GER, GYN, GYU, NEU, ONK, PLM, URO",481840]
[1241,"B3.2",null,"B94879","Seni Active Plus Extra Large","obvod pása 120-160 cm, savosť 2000 ml","TZM","PL","ks",{"v":0.1,"d":"10.00%"},1.03,1.03,{"v":0,"d":"0.00"},{"v":0,"d":"0.0000%"},{"v":0,"d":"0.00"},"I","CHI, GER, GYN, GYU, NEU, ONK, PLM, URO",96190029]
[1242,"B3.2",null,"B35815","TENA Pants Plus Large","savosť 1440 ml, obvod bokov 100 -135 cm, veľkosť 90,6x81 cm, á 14 ks, priedušné","SCA","SE","ks",{"v":0.1,"d":"10.00%"},1.03,1.03,{"v":0,"d":"0.00"},{"v":0,"d":"0.0000%"},{"v":0,"d":"0.00"},"I","CHI, GER, GYN, GYU, NEU, ONK, PLM, URO",481840]
[1243,"B3.2",null,"B69202","Depend Pants Super L pre ženy","savosť 1360 ml, obvod bokov do 100 cm, á 10 ks","KCI","NL","ks",{"v":0.1,"d":"10.00%"},1.04,1.04,{"v":0,"d":"0.00"},{"v":0,"d":"0.0000%"},{"v":0,"d":"0.00"},"I","CHI, GER, GYN, GYU, NEU, ONK, PLM, URO",481840]
[1244,"B3.2",null,"B82901","Depend Pants Super L/XL pre mužov","savosť 1360ml, obvod bokov 95-150 cm, á 9 ks","KCI","NL","ks",{"v":0.1,"d":"10.00%"},1.04,1.04,{"v":0,"d":"0.00"},{"v":0,"d":"0.0000%"},{"v":0,"d":"0.00"},"I","CHI, GER, GYN, GYU, NEU, ONK, PLM, URO",48184090]
[1245,"B3.2",null,"B73892","Depend Super XL pre ženy","savosť 1360 ml, obvod bokov 120-150 cm, á 9 ks","KCI","NL","ks",{"v":0.1,"d":"10.00%"},1.04,1.04,{"v":0,"d":"0.00"},{"v":0,"d":"0.0000%"},{"v":0,"d":"0.00"},"I","CHI, GER, GYN, GYU, NEU, ONK, PLM, URO",481840]
[1246,"B3.2",null,"B0044A","nohavičky ID pants TBS maxi M","abs. 2233 ml, boky 80 - 120 cm, veľ.800x680 mm / 14 ks","ONT","BE","ks",{"v":0.1,"d":"10.00%"},1.06,1.06,{"v":0,"d":"0.00"},{"v":0,"d":"0.0000%"},{"v":0,"d":"0.00"},"I","CHI, GER, GYN, GYU, NEU, ONK, PLM, URO",48184099]
[1247,"B3.2",null,"B93099","Attends Flex 10 XL","veľkosť XL, 100-155 cm, 3700 ml","ATT","SE","ks",{"v":0.1,"d":"10.00%"},1.08,1.08,{"v":0,"d":"0.00"},{"v":0,"d":"0.0000%"},{"v":0,"d":"0.00"},"I","CHI, GER, GYN, GYU, NEU, ONK, PLM, URO",96190089]
[1248,"B3.2",null,"B96998","Nohavičky plienkové TENA Men Protective Underwear Level 4 L","savosť 1430ml, obvod bokov 95-125cm, 10ks","SCA","SE","ks",{"v":0.1,"d":"10.00%"},1.08,1.08,{"v":0,"d":"0.00"},{"v":0,"d":"0.0000%"},{"v":0,"d":"0.00"},"I","CHI, GER, GYN, GYU, NEU, ONK, PLM, URO",481840]
[1249,"B3.2",null,"B96997","Nohavičky plienkové TENA Men Protective Underwear Level 4 M","savosť 1430ml, obvod bokov 75-100cm, 12ks","SCA","SE","ks",{"v":0.1,"d":"10.00%"},1.08,1.08,{"v":0,"d":"0.00"},{"v":0,"d":"0.0000%"},{"v":0,"d":"0.00"},"I","CHI, GER, GYN, GYU, NEU, ONK, PLM, URO",481840]
[1250,"B3.2",null,"B87034","TENA Silhouette Discreet Plus High Waist Blanc L","savosť 1450 ml, obvod bokov 95-125 cm, veľkosť 79x73 cm, á 10 ks","SCA","SE","ks",{"v":0.1,"d":"10.00%"},1.08,1.08,{"v":0,"d":"0.00"},{"v":0,"d":"0.0000%"},{"v":0,"d":"0.00"},"I","CHI, GER, GYN, GYU, NEU, ONK, PLM, URO",48184099]
[1251,"B3.2",null,"B87033","TENA Silhouette Discreet Plus High Waist Blanc M","savosť 1450 ml, obvod bokov 75-100 cm, veľkosť 70x65 cm, á 12 ks","SCA","SE","ks",{"v":0.1,"d":"10.00%"},1.08,1.08,{"v":0,"d":"0.00"},{"v":0,"d":"0.0000%"},{"v":0,"d":"0.00"},"I","CHI, GER, GYN, GYU, NEU, ONK, PLM, URO",48184099]
[1252,"B3.2",null,"B93637","MoliCare Premium Maxi L","120-150cm, 3866ml","PHR","DE","ks",{"v":0.1,"d":"10.00%"},{"v":1.1,"d":"1.10"},{"v":1.1,"d":"1.10"},{"v":0,"d":"0.00"},{"v":0,"d":"0.0000%"},{"v":0,"d":"0.00"},"I","CHI, GER, GYN, GYU, NEU, ONK, PLM, URO",96190089]
[1253,"B3.2",null,"B93636","MoliCare Premium Maxi M","90-120cm, 3360ml","PHR","DE","ks",{"v":0.1,"d":"10.00%"},{"v":1.1,"d":"1.10"},{"v":1.1,"d":"1.10"},{"v":0,"d":"0.00"},{"v":0,"d":"0.0000%"},{"v":0,"d":"0.00"},"I","CHI, GER, GYN, GYU, NEU, ONK, PLM, URO",96190089]
[1254,"B3.2",null,"B92064","Molicare Premium Mobile 5 kv. XL /zelené","130 -170 cm, 1183 ml","PHR","DE","ks",{"v":0.1,"d":"10.00%"},{"v":1.1,"d":"1.10"},{"v":1.1,"d":"1.10"},{"v":0,"d":"0.00"},{"v":0,"d":"0.0000%"},{"v":0,"d":"0.00"},"I","CHI, GER, GYN, GYU, NEU, ONK, PLM, URO",96190089]
[1255,"B3.2",null,"B92065","Molicare Premium Mobile 8 kv. XL /fialové","130 - 170 cm, 2421 ml","PHR","DE","ks",{"v":0.1,"d":"10.00%"},{"v":1.1,"d":"1.10"},{"v":1.1,"d":"1.10"},{"v":0,"d":"0.00"},{"v":0,"d":"0.0000%"},{"v":0,"d":"0.00"},"I","CHI, GER, GYN, GYU, NEU, ONK, PLM, URO",96190089]
[1256,"B3.2",null,"B96386","Nohavičky inkontinenčné MoliCare Elastic 6 drops XL","140 - 175 cm, 2762 ml","PHR","D","ks",{"v":0.1,"d":"10.00%"},{"v":1.1,"d":"1.10"},{"v":1.1,"d":"1.10"},{"v":0,"d":"0.00"},{"v":0,"d":"0.0000%"},{"v":0,"d":"0.00"},"I","CHI, GER, GYN, GYU, NEU, ONK, PLM, URO",96190089]
[1257,"B3.2",null,"B96389","Nohavičky inkontinenčné MoliCare Elastic 8 drops XL","140 - 175 cm, 3591 ml","PHR","D","ks",{"v":0.1,"d":"10.00%"},{"v":1.1,"d":"1.10"},{"v":1.1,"d":"1.10"},{"v":0,"d":"0.00"},{"v":0,"d":"0.0000%"},{"v":0,"d":"0.00"},"I","CHI, GER, GYN, GYU, NEU, ONK, PLM, URO",96190089]
[1258,"B3.2",null,"B96391","Nohavičky inkontinenčné MoliCare Elastic 9 drops L","110 - 150 cm, 3856 ml","PHR","D","ks",{"v":0.1,"d":"10.00%"},{"v":1.1,"d":"1.10"},{"v":1.1,"d":"1.10"},{"v":0,"d":"0.00"},{"v":0,"d":"0.0000%"},{"v":0,"d":"0.00"},"I","CHI, GER, GYN, GYU, NEU, ONK, PLM, URO",96190089]
[1259,"B3.2",null,"B87522","TENA Men Protective Underwear Level L4 Protection","absorpcia 1430 ml, obvod bokov 95-125 cm, veľkosť 79x73 cm, á 10 ks/bal., priedušné, mužské","SCA","SE","ks",{"v":0.1,"d":"10.00%"},{"v":1.1,"d":"1.10"},{"v":1.1,"d":"1.10"},{"v":0,"d":"0.00"},{"v":0,"d":"0.0000%"},{"v":0,"d":"0.00"},"I","CHI, GER, GYN, GYU, NEU, ONK, PLM, URO",48184099]
[1260,"B3.2",null,"B99953","Seni Active Plus XXL, nohavičky plienkové","savosť 2000 ml, obvod pása 140-190 cm","TZM","PL","ks",{"v":0.1,"d":"10.00%"},1.11,1.11,{"v":0,"d":"0.00"},{"v":0,"d":"0.0000%"},{"v":0,"d":"0.00"},"I","CHI, GER, GYN, GYU, NEU, ONK, PLM, URO",96190029]
[1261,"B3.2",null,"B93202","Attends Slip Regular 10 XL","veľkosť XL, 150-175 cm, 3699 ml","ATT","SE","ks",{"v":0.1,"d":"10.00%"},1.12,1.12,{"v":0,"d":"0.00"},{"v":0,"d":"0.0000%"},{"v":0,"d":"0.00"},"I","CHI, GER, GYN, GYU, NEU, ONK, PLM, URO",96190089]
[1262,"B3.2",null,"B39457","Molicare Mobile 6 kv, S / modré","60 - 90 cm, 1475 ml","HAR","CZ","ks",{"v":0.1,"d":"10.00%"},1.12,1.12,{"v":0,"d":"0.00"},{"v":0,"d":"0.0000%"},{"v":0,"d":"0.00"},"I","CHI, GER, GYN, GYU, NEU, ONK, PLM, URO",481840]
[1263,"B3.2",null,"B70307","Molicare Premium Mobile 6 kv. XS /modré","45 - 70 cm, 1361 ml","HAR","DE","ks",{"v":0.1,"d":"10.00%"},1.12,1.12,{"v":0,"d":"0.00"},{"v":0,"d":"0.0000%"},{"v":0,"d":"0.00"},"I","CHI, GER, GYN, GYU, NEU, ONK, PLM, URO",481840]
[1264,"B3.2",null,"B93005","Nohavičky navliekacie inkontinenčné EGOSAN Pull up","Extra Large Extra, flexibilné – strečové, savosť 1 550 ml/14 ks","STX","IT","ks",{"v":0.1,"d":"10.00%"},1.12,1.12,{"v":0,"d":"0.00"},{"v":0,"d":"0.0000%"},{"v":0,"d":"0.00"},"I","CHI, GER, GYN, GYU, NEU, ONK, PLM, URO",481840]
[1265,"B3.2",null,"B71588","Attends Pull-Ons 5 M","savosť 2099 ml, obvod bokov 75 - 110 cm, á 14 ks","PPS","SE","ks",{"v":0.1,"d":"10.00%"},1.14,1.14,{"v":0,"d":"0.00"},{"v":0,"d":"0.0000%"},{"v":0,"d":"0.00"},"I","CHI, GER, GYN, GYU, NEU, ONK, PLM, URO",481840]
[1266,"B3.2",null,"B93003","Nohavičky navliekacie inkontinenčné EGOSAN Pull up","veľkosť Medium, Super, flexibilné – strečové, savosť 1 630 ml/14 ks","STX","IT","ks",{"v":0.1,"d":"10.00%"},1.14,1.14,{"v":0,"d":"0.00"},{"v":0,"d":"0.0000%"},{"v":0,"d":"0.00"},"I","CHI, GER, GYN, GYU, NEU, ONK, PLM, URO",481840]
[1267,"B3.2",null,"B98936","Nohavičky inkontinenčné MoliCare Elastic 9 drops XL","140-175 cm, 3951 ml","PHR","D","ks",{"v":0.1,"d":"10.00%"},1.17,1.17,{"v":0,"d":"0.00"},{"v":0,"d":"0.0000%"},{"v":0,"d":"0.00"},"I","CHI, GER, GYN, GYU, NEU, ONK, PLM, URO",96190089]
[1268,"B3.2",null,"B95242","MoliCare Premium Maxi","extra large, 150-175cm, 3900 ml","PHR","D","ks",{"v":0.1,"d":"10.00%"},1.19,1.19,{"v":0,"d":"0.00"},{"v":0,"d":"0.0000%"},{"v":0,"d":"0.00"},"I","CHI, GER, GYN, GYU, NEU, ONK, PLM, URO",96190089]
[1269,"B3.2",null,"B93002","Nohavičky navliekacie inkontinenčné EGOSAN Pull up","veľkosť Large, Extra, flexibilné – strečové, savosť 1 515 ml/14 ks","STX","IT","ks",{"v":0.1,"d":"10.00%"},1.19,1.19,{"v":0,"d":"0.00"},{"v":0,"d":"0.0000%"},{"v":0,"d":"0.00"},"I","CHI, GER, GYN, GYU, NEU, ONK, PLM, URO",481840]
[1270,"B3.2",null,"B95243","MoliCare Premium Maxi Plus","medium, 90-120cm, 3453 ml","PHR","D","ks",{"v":0.1,"d":"10.00%"},1.21,1.21,{"v":0,"d":"0.00"},{"v":0,"d":"0.0000%"},{"v":0,"d":"0.00"},"I","CHI, GER, GYN, GYU, NEU, ONK, PLM, URO",96190089]
[1271,"B3.2",null,"B93004","Nohavičky navliekacie inkontinenčné EGOSAN Pull up","veľkosť Large, Super, flexibilné – strečové, savosť 1 650 ml/14 ks","STX","IT","ks",{"v":0.1,"d":"10.00%"},1.21,1.21,{"v":0,"d":"0.00"},{"v":0,"d":"0.0000%"},{"v":0,"d":"0.00"},"I","CHI, GER, GYN, GYU, NEU, ONK, PLM, URO",481840]
[1272,"B3.2",null,"B71749","Attends Pull-Ons 5 L","savosť 2099 ml, obvod bokov 100 - 160 cm, á 14 ks","PPS","SE","ks",{"v":0.1,"d":"10.00%"},1.24,1.24,{"v":0,"d":"0.00"},{"v":0,"d":"0.0000%"},{"v":0,"d":"0.00"},"I","CHI, GER, GYN, GYU, NEU, ONK, PLM, URO",481840]
[1273,"B3.2",null,"B95244","MoliCare Premium Maxi Plus","large, 120-150cm, 4000 ml","PHR","D","ks",{"v":0.1,"d":"10.00%"},1.24,1.24,{"v":0,"d":"0.00"},{"v":0,"d":"0.0000%"},{"v":0,"d":"0.00"},"I","CHI, GER, GYN, GYU, NEU, ONK, PLM, URO",96190089]
[1274,"B3.2",null,"B95245","MoliCare Premium Maxi Plus","extra large, 150-175cm, 4100 ml","PHR","D","ks",{"v":0.1,"d":"10.00%"},1.27,1.27,{"v":0,"d":"0.00"},{"v":0,"d":"0.0000%"},{"v":0,"d":"0.00"},"I","CHI, GER, GYN, GYU, NEU, ONK, PLM, URO",96190089]
[1275,"B3.2",null,"B83437","Attends Pull Ons 5 XL","savosť 2099 ml, obvod bokov 120 - 175 cm, á 14 ks","ATT","SE","ks",{"v":0.1,"d":"10.00%"},1.31,1.31,{"v":0,"d":"0.00"},{"v":0,"d":"0.0000%"},{"v":0,"d":"0.00"},"I","CHI, GER, GYN, GYU, NEU, ONK, PLM, URO",48184099]
[1276,"B3.2",null,"B70308","Molicare Premium Mobile 6 kv. XL /modré","130 - 170 cm, 2140 ml","HAR","DE","ks",{"v":0.1,"d":"10.00%"},1.73,1.73,{"v":0,"d":"0.00"},{"v":0,"d":"0.0000%"},{"v":0,"d":"0.00"},"I","CHI, GER, GYN, GYU, NEU, ONK, PLM, URO",481840]
[1277,{"$nulls":3},"B4 Fixačné nohavičky",{"$nulls":11},{"v":0,"d":"0%"},"ks"]
[1278,"B4",null,"B39461","Nohavičky fixačné MoliCare Fixpants leg M","60 - 100 cm","PHR","D","ks",{"v":0.1,"d":"10.00%"},0.42,0.42,{"v":0,"d":"0.00"},{"v":0,"d":"0.0000%"},{"v":0,"d":"0.00"},"I","GER, GYN, GYU, NEU, PLM, URO",96190089]
[1279,"B4",null,"B59724","Attends Stretch Pant L","obvod bokov 90 - 120 cm, pančuchové, á 15 ks","PPS","SE","ks",{"v":0.2,"d":"20.00%"},0.59,0.59,{"v":0,"d":"0.00"},{"v":0,"d":"0.0000%"},{"v":0,"d":"0.00"},"I","GER, GYN, GYU, NEU, PLM, URO",61082200]
[1280,"B4",null,"B59723","Attends Stretch Pant M","obvod bokov 70 - 100 cm, pančuchové, á 15 ks","PPS","SE","ks",{"v":0.2,"d":"20.00%"},0.59,0.59,{"v":0,"d":"0.00"},{"v":0,"d":"0.0000%"},{"v":0,"d":"0.00"},"I","GER, GYN, GYU, NEU, PLM, URO",61082200]
[1281,"B4",null,"B59722","Attends Stretch Pant S","obvod bokov 40 - 80 cm, pančuchové, á 15 ks","PPS","SE","ks",{"v":0.2,"d":"20.00%"},0.59,0.59,{"v":0,"d":"0.00"},{"v":0,"d":"0.0000%"},{"v":0,"d":"0.00"},"I","GER, GYN, GYU, NEU, PLM, URO",61082200]
[1282,"B4",null,"B59725","Attends Stretch Pant XL","obvod bokov 110 - 135 cm, pančuchové, á 15 ks","PPS","SE","ks",{"v":0.2,"d":"20.00%"},0.66,0.66,{"v":0,"d":"0.00"},{"v":0,"d":"0.0000%"},{"v":0,"d":"0.00"},"I","GER, GYN, GYU, NEU, PLM, URO",61082200]
[1283,"B4",null,"B21356","Abri Net","obvod pása 80 - 130 cm, large, sieťové","BAM","DK","ks",{"v":0.2,"d":"20.00%"},0.68,0.68,{"v":0,"d":"0.00"},{"v":0,"d":"0.0000%"},{"v":0,"d":"0.00"},"I","GER, GYN, GYU, NEU, PLM, URO",61082200]
[1284,"B4",null,"B28792","MoliCare Fixpants short leg L","80 - 120 cm","HAR","CZ","ks",{"v":0.2,"d":"20.00%"},0.75,0.75,{"v":0,"d":"0.00"},{"v":0,"d":"0.0000%"},{"v":0,"d":"0.00"},"I","GER, GYN, GYU, NEU, PLM, URO",61082200]
[1285,"B4",null,"B30644","MoliCare Premium Fixpants long leg M","obvod bokov 60-100 cm","HAR","CZ","ks",{"v":0.2,"d":"20.00%"},0.76,0.76,{"v":0,"d":"0.00"},{"v":0,"d":"0.0000%"},{"v":0,"d":"0.00"},"I","GER, GYN, GYU, NEU, PLM, URO",61082200]
[1286,"B4",null,"B30642","MoliCare Premium Fixpants long leg S","obvod bokov 45- 80 cm","HAR","CZ","ks",{"v":0.2,"d":"20.00%"},0.76,0.76,{"v":0,"d":"0.00"},{"v":0,"d":"0.0000%"},{"v":0,"d":"0.00"},"I","GER, GYN, GYU, NEU, PLM, URO",61082200]
[1287,"B4",null,"B20453","TENA Fix Small","obvod bokov 50 -75 cm, á 5 ks","SCA","SE","ks",{"v":0.2,"d":"20.00%"},0.84,0.84,{"v":0,"d":"0.00"},{"v":0,"d":"0.0000%"},{"v":0,"d":"0.00"},"I","GER, GYN, GYU, NEU, PLM, URO",63079010]
[1288,"B4",null,"B85744","IncoPack Large","boky 85 - 110 / 4 ks, fixácia inkont. plienok","IDS","ES","ks",{"v":0.1,"d":"10.00%"},0.86,0.86,{"v":0,"d":"0.00"},{"v":0,"d":"0.0000%"},{"v":0,"d":"0.00"},"I","GER, GYN, GYU, NEU, PLM, URO",4818409900]
[1289,"B4",null,"B85745","IncoPack Maxi","boky 105 - 130cm / 4 ks, fixácia inkont. plienok","IDS","ES","ks",{"v":0.1,"d":"10.00%"},0.86,0.86,{"v":0,"d":"0.00"},{"v":0,"d":"0.0000%"},{"v":0,"d":"0.00"},"I","GER, GYN, GYU, NEU, PLM, URO",4818409900]
[1290,"B4",null,"B28794","MoliCare Fixpants short leg XL","obvod bokov  100 - 160 cm","HAR","CZ","ks",{"v":0.2,"d":"20.00%"},0.88,0.88,{"v":0,"d":"0.00"},{"v":0,"d":"0.0000%"},{"v":0,"d":"0.00"},"I","GER, GYN, GYU, NEU, PLM, URO",61082200]
[1291,"B4",null,"B30645","MoliCare Premium Fixpants long leg L","obvod bokov 80- 120 cm","HAR","CZ","ks",{"v":0.2,"d":"20.00%"},0.89,0.89,{"v":0,"d":"0.00"},{"v":0,"d":"0.0000%"},{"v":0,"d":"0.00"},"I","GER, GYN, GYU, NEU, PLM, URO",61082200]
[1292,"B4",null,"B30646","MoliCare Premium Fixpants long leg XL","obvod bokov 100- 160 cm","HAR","CZ","ks",{"v":0.2,"d":"20.00%"},0.89,0.89,{"v":0,"d":"0.00"},{"v":0,"d":"0.0000%"},{"v":0,"d":"0.00"},"I","GER, GYN, GYU, NEU, PLM, URO",61082200]
[1293,"B4",null,"B30647","MoliCare Premium Fixpants long leg XXL","obvod bokov 140- 180 cm","HAR","CZ","ks",{"v":0.2,"d":"20.00%"},0.89,0.89,{"v":0,"d":"0.00"},{"v":0,"d":"0.0000%"},{"v":0,"d":"0.00"},"I","GER, GYN, GYU, NEU, PLM, URO",61082200]
[1294,"B4",null,"B20454","TENA Fix Medium","obvod bokov 70 -90 cm, á 5 ks","SCA","SE","ks",{"v":0.2,"d":"20.00%"},0.96,0.96,{"v":0,"d":"0.00"},{"v":0,"d":"0.0000%"},{"v":0,"d":"0.00"},"I","GER, GYN, GYU, NEU, PLM, URO",63079010]
[1295,"B4",null,"B71751","Attends Stretch Pant XXL","obvod bokov nad 130 cm, pančuchové, á 15 ks","PPS","SE","ks",{"v":0.2,"d":"20.00%"},1.07,1.07,{"v":0,"d":"0.00"},{"v":0,"d":"0.0000%"},{"v":0,"d":"0.00"},"I","GER, GYN, GYU, NEU, PLM, URO",61082200]
[1296,"B4",null,"B20455","TENA Fix Large","obvod bokov 85 -110 cm, á 5 ks","SCA","SE","ks",{"v":0.2,"d":"20.00%"},{"v":1.2,"d":"1.20"},{"v":1.2,"d":"1.20"},{"v":0,"d":"0.00"},{"v":0,"d":"0.0000%"},{"v":0,"d":"0.00"},"I","GER, GYN, GYU, NEU, PLM, URO",63079010]
[1297,"B4",null,"B20456","TENA Fix X - Large","obvod bokov 95-130 cm, á 5 ks","SCA","SE","ks",{"v":0.2,"d":"20.00%"},1.58,1.58,{"v":0,"d":"0.00"},{"v":0,"d":"0.0000%"},{"v":0,"d":"0.00"},"I","GER, GYN, GYU, NEU, PLM, URO",63079010]
[1298,"B4",null,"B71603","Attends Stretchfit L","obvod bokov 90 - 120 cm, á 3 ks","ATT","SE","ks",{"v":0.2,"d":"20.00%"},{"v":6,"d":"6.00"},{"v":6,"d":"6.00"},{"v":0,"d":"0.00"},{"v":0,"d":"0.0000%"},{"v":0,"d":"0.00"},"I","GER, GYN, GYU, NEU, PLM, URO",61082200]
[1299,"B4",null,"B71602","Attends Stretchfit M","obvod bokov 70 - 100 cm, á 3 ks","ATT","SE","ks",{"v":0.2,"d":"20.00%"},{"v":6,"d":"6.00"},{"v":6,"d":"6.00"},{"v":0,"d":"0.00"},{"v":0,"d":"0.0000%"},{"v":0,"d":"0.00"},"I","GER, GYN, GYU, NEU, PLM, URO",61082200]
[1300,"B4",null,"B71601","Attends Stretchfit S","obvod bokov 90 - 120 cm, á 3 ks","ATT","SE","ks",{"v":0.2,"d":"20.00%"},{"v":6,"d":"6.00"},{"v":6,"d":"6.00"},{"v":0,"d":"0.00"},{"v":0,"d":"0.0000%"},{"v":0,"d":"0.00"},"I","GER, GYN, GYU, NEU, PLM, URO",61082200]
[1301,{"$nulls":3},"B5 Podložky pod chorých",{"$nulls":11},{"v":0,"d":"0%"},"ks"]
[1302,"B5",null,"B59717","Attends Cover -  Dri Plus","savosť 410 ml, veľkosť 40x60cm, á 50 ks","PPS","SE","ks",{"v":0.1,"d":"10.00%"},0.17,0.17,{"v":0,"d":"0.00"},{"v":0,"d":"0.0000%"},{"v":0,"d":"0.00"},"I","GER, GYN, GYU, NEU, PLM, URO",481840]
[1303,"B5",null,"B23357","Molinea L","savosť 230 ml, á 250 ks","HAR","DE","ks",{"v":0.1,"d":"10.00%"},0.17,0.17,{"v":0,"d":"0.00"},{"v":0,"d":"0.0000%"},{"v":0,"d":"0.00"},"I","GER, GYN, GYU, NEU, PLM, URO",481840]
[1304,"B5",null,"B21351","Abri Soft","savosť 900 ml, 40 x 60 cm, á 60 ks","BAM","DK","ks",{"v":0.1,"d":"10.00%"},0.21,0.21,{"v":0,"d":"0.00"},{"v":0,"d":"0.0000%"},{"v":0,"d":"0.00"},"I","GER, GYN, GYU, NEU, PLM, URO",481840]
[1305,"B5",null,"B94005","Podložka pod chorých INKA Standard","60x90cm, stredná savosť; rôzne balenia","BUK","SK","ks",{"v":0.1,"d":"10.00%"},0.25,0.25,{"v":0,"d":"0.00"},{"v":0,"d":"0.0000%"},{"v":0,"d":"0.00"},"I","GER, GYN, GYU, NEU, PLM, URO",481840]
[1306,"B5",null,"B95451","Podložka pod chorých nateen MATI BASIC","Veľkosť 60x60 cm,savosť 350ml","APG","CN","ks",{"v":0.1,"d":"10.00%"},0.26,0.26,{"v":0,"d":"0.00"},{"v":0,"d":"0.0000%"},{"v":0,"d":"0.00"},"I","GER, GYN, GYU, NEU, PLM, URO",96190089]
[1307,"B5",null,"B21352","Abri Soft","savosť 1300 ml , 60 x 60 cm, á 25 ks","BAM","DK","ks",{"v":0.1,"d":"10.00%"},0.28,0.28,{"v":0,"d":"0.00"},{"v":0,"d":"0.0000%"},{"v":0,"d":"0.00"},"I","GER, GYN, GYU, NEU, PLM, URO",481840]
[1308,"B5",null,"B59718","Attends Cover -  Dri Plus","savosť 850 ml, veľkosť 60x60cm, á 50 ks","PPS","SE","ks",{"v":0.1,"d":"10.00%"},0.28,0.28,{"v":0,"d":"0.00"},{"v":0,"d":"0.0000%"},{"v":0,"d":"0.00"},"I","GER, GYN, GYU, NEU, PLM, URO",481840]
[1309,"B5",null,"B73340","EGOSAN- podložka pod chorých","60x60cm,sacia schopnosť 1000 gr., bal.30ks","STX","IT","ks",{"v":0.1,"d":"10.00%"},0.28,0.28,{"v":0,"d":"0.00"},{"v":0,"d":"0.0000%"},{"v":0,"d":"0.00"},"I","GER, GYN, GYU, NEU, PLM, URO",481840]
[1310,"B5",null,"B95454","Podložka pod chorých nateen MATI BASIC","Veľkosť 60x90 cm,savosť 500ml","APG","CN","ks",{"v":0.1,"d":"10.00%"},0.28,0.28,{"v":0,"d":"0.00"},{"v":0,"d":"0.0000%"},{"v":0,"d":"0.00"},"I","GER, GYN, GYU, NEU, PLM, URO",96190089]
[1311,"B5",null,"B90226","Podložka pod chorých Sanete Fluff Underpads","M, savosť 1190 ml, veľkosť 60x60 cm, á 25ks","CLL","SK","ks",{"v":0.1,"d":"10.00%"},0.28,0.28,{"v":0,"d":"0.00"},{"v":0,"d":"0.0000%"},{"v":0,"d":"0.00"},"I","GER, GYN, GYU, NEU, PLM, URO",48184099]
[1312,"B5",null,"B60788","Seni Soft Super","savosť 1200 ml, veľkosť  60x60 cm, á 30 ks","TZM","PL","ks",{"v":0.1,"d":"10.00%"},0.28,0.28,{"v":0,"d":"0.00"},{"v":0,"d":"0.0000%"},{"v":0,"d":"0.00"},"I","GER, GYN, GYU, NEU, PLM, URO",481840]
[1313,"B5",null,"B23355","MoliCare Premium Bed Mat 5 kv 60x60 cm","5 kvapkové, veľkosť 60 x 60 cm, á 30 ks","HAR","DE","ks",{"v":0.1,"d":"10.00%"},0.29,0.29,{"v":0,"d":"0.00"},{"v":0,"d":"0.0000%"},{"v":0,"d":"0.00"},"I","GER, GYN, GYU, NEU, PLM, URO",481840]
[1314,"B5",null,"B95449","Podložka pod chorých MATI PLUS M","Veľkosť 60x60 cm,savosť 700ml","APG","CN","ks",{"v":0.1,"d":"10.00%"},0.29,0.29,{"v":0,"d":"0.00"},{"v":0,"d":"0.0000%"},{"v":0,"d":"0.00"},"I","GER, GYN, GYU, NEU, PLM, URO",96190089]
[1315,"B5",null,"B94309","Podložka pod chorých INKA plus","60x60cm, nasiakavosť 1450 ml; rôzne balenia","BUK","SK","ks",{"v":0.1,"d":"10.00%"},0.32,0.32,{"v":0,"d":"0.00"},{"v":0,"d":"0.0000%"},{"v":0,"d":"0.00"},"I","GER, GYN, GYU, NEU, PLM, URO",481840]
[1316,"B5",null,"B58717","Abri Soft","savosť 1700 ml, 60 x 75 cm, á 30 ks","BAM","DK","ks",{"v":0.1,"d":"10.00%"},0.34,0.34,{"v":0,"d":"0.00"},{"v":0,"d":"0.0000%"},{"v":0,"d":"0.00"},"I","GER, GYN, GYU, NEU, PLM, URO",481840]
[1317,"B5",null,"B23358","Molinea L","savosť 350 ml, 60x 60 cm, á 100 ks","HAR","DE","ks",{"v":0.1,"d":"10.00%"},0.34,0.34,{"v":0,"d":"0.00"},{"v":0,"d":"0.0000%"},{"v":0,"d":"0.00"},"I","GER, GYN, GYU, NEU, PLM, URO",481840]
[1318,"B5",null,"B93575","Podložka pod chorých INKA","60x60 cm, savosť 1 200 ml, rôzne balenia","BUK","SK","ks",{"v":0.1,"d":"10.00%"},0.34,0.34,{"v":0,"d":"0.00"},{"v":0,"d":"0.0000%"},{"v":0,"d":"0.00"},"I","GER, GYN, GYU, NEU, PLM, URO",481840]
[1319,"B5",null,"B95450","Podložka pod chorých MATI PLUS L","Veľkosť 60x90 cm,savosť 1000ml","APG","CN","ks",{"v":0.1,"d":"10.00%"},0.34,0.34,{"v":0,"d":"0.00"},{"v":0,"d":"0.0000%"},{"v":0,"d":"0.00"},"I","GER, GYN, GYU, NEU, PLM, URO",96190089]
[1320,"B5",null,"B60789","Seni Soft Super","savosť 1750 ml, veľkosť  90x60 cm, á 30 ks","TZM","PL","ks",{"v":0.1,"d":"10.00%"},0.34,0.34,{"v":0,"d":"0.00"},{"v":0,"d":"0.0000%"},{"v":0,"d":"0.00"},"I","GER, GYN, GYU, NEU, PLM, URO",481840]
[1321,"B5",null,"B73341","EGOSAN-podložka pod chorých","60x90 cm, sacia schopnosť 1400 gr., bal.30ks","STX","IT","ks",{"v":0.1,"d":"10.00%"},0.36,0.36,{"v":0,"d":"0.00"},{"v":0,"d":"0.0000%"},{"v":0,"d":"0.00"},"I","GER, GYN, GYU, NEU, PLM, URO",481840]
[1322,"B5",null,"B41567","Jednorazové podložky pod chorých","Stredne savé, 12 vrstiev, 46 x 90 cm","RAD","SK","ks",{"v":0.1,"d":"10.00%"},0.36,0.36,{"v":0,"d":"0.00"},{"v":0,"d":"0.0000%"},{"v":0,"d":"0.00"},"I","GER, GYN, GYU, NEU, PLM, URO",481840]
[1323,"B5",null,"B94310","Podložka pod chorých INKA plus","60x90cm, nasiakavosť 1950 ml; rôzne balenia","BUK","SK","ks",{"v":0.1,"d":"10.00%"},0.36,0.36,{"v":0,"d":"0.00"},{"v":0,"d":"0.0000%"},{"v":0,"d":"0.00"},"I","GER, GYN, GYU, NEU, PLM, URO",481840]
[1324,"B5",null,"B93893","TENA Bed Super","savosť 1548ml, rozmer 60x75cm / 35ks","SCA","SE","ks",{"v":0.1,"d":"10.00%"},0.36,0.36,{"v":0,"d":"0.00"},{"v":0,"d":"0.0000%"},{"v":0,"d":"0.00"},"I","GER, GYN, GYU, NEU, PLM, URO",481840]
[1325,"B5",null,"B59719","Attends Cover -  Dri Plus","savosť 1325 ml, veľkosť 60x90cm, á 50 ks","PPS","SE","ks",{"v":0.1,"d":"10.00%"},0.37,0.37,{"v":0,"d":"0.00"},{"v":0,"d":"0.0000%"},{"v":0,"d":"0.00"},"I","GER, GYN, GYU, NEU, PLM, URO",481840]
[1326,"B5",null,"B90227","Podložka pod chorých Sanete Fluff Underpads","L, savosť 1785 ml, veľkosť 60x90 cm, á 30ks","CLL","SK","ks",{"v":0.1,"d":"10.00%"},0.37,0.37,{"v":0,"d":"0.00"},{"v":0,"d":"0.0000%"},{"v":0,"d":"0.00"},"I","GER, GYN, GYU, NEU, PLM, URO",48184099]
[1327,"B5",null,"B93183","Sabanindas podložka absorpčná hygienická","absorp. 1550ml","IDS","ES","ks",{"v":0.1,"d":"10.00%"},0.38,0.38,{"v":0,"d":"0.00"},{"v":0,"d":"0.0000%"},{"v":0,"d":"0.00"},"I","GER, GYN, GYU, NEU, PLM, URO",48184099]
[1328,"B5",null,"B21353","Abri Soft","savosť 2100 ml, 60 x 90 cm, á 25 ks","BAM","DK","ks",{"v":0.1,"d":"10.00%"},{"v":0.4,"d":"0.40"},{"v":0.4,"d":"0.40"},{"v":0,"d":"0.00"},{"v":0,"d":"0.0000%"},{"v":0,"d":"0.00"},"I","GER, GYN, GYU, NEU, PLM, URO",481840]
[1329,"B5",null,"B41565","Jednorazové podložky pod chorých","Veľmi savé, 16 vrstiev, 46 x 90 cm","RAD","SK","ks",{"v":0.1,"d":"10.00%"},{"v":0.4,"d":"0.40"},{"v":0.4,"d":"0.40"},{"v":0,"d":"0.00"},{"v":0,"d":"0.0000%"},{"v":0,"d":"0.00"},"I","GER, GYN, GYU, NEU, PLM, URO",481840]
[1330,"B5",null,"B23359","Molinea L","savosť 550 ml, veľkosť 60x 90 cm, á 100 ks","HAR","DE","ks",{"v":0.1,"d":"10.00%"},{"v":0.4,"d":"0.40"},{"v":0.4,"d":"0.40"},{"v":0,"d":"0.00"},{"v":0,"d":"0.0000%"},{"v":0,"d":"0.00"},"I","GER, GYN, GYU, NEU, PLM, URO",481840]
[1331,"B5",null,"B93577","Podložka pod chorých INKA","60x90 cm, savosť 1 700 ml, rôzne balenia","BUK","SK","ks",{"v":0.1,"d":"10.00%"},{"v":0.4,"d":"0.40"},{"v":0.4,"d":"0.40"},{"v":0,"d":"0.00"},{"v":0,"d":"0.0000%"},{"v":0,"d":"0.00"},"I","GER, GYN, GYU, NEU, PLM, URO",481840]
[1332,"B5",null,"B93578","Podložka pod chorých INKA Superplus","60x60 cm, savosť 1 700 ml, rôzne balenia","BUK","SK","ks",{"v":0.1,"d":"10.00%"},{"v":0.4,"d":"0.40"},{"v":0.4,"d":"0.40"},{"v":0,"d":"0.00"},{"v":0,"d":"0.0000%"},{"v":0,"d":"0.00"},"I","GER, GYN, GYU, NEU, PLM, URO",481840]
[1333,"B5",null,"B0630A","Podložka pod pacienta TENA Bed Normal","nasiakavosť 1350 ml, 60x90 cm / 10 ks","ESG","SE","ks",{"v":0.1,"d":"10.00%"},{"v":0.4,"d":"0.40"},{"v":0.4,"d":"0.40"},{"v":0,"d":"0.00"},{"v":0,"d":"0.0000%"},{"v":0,"d":"0.00"},"I","GER, GYN, GYU, NEU, PLM, URO",481840]
[1334,"B5",null,"B85545","SanaSet","60x60 cm/1350 ml, 30 ks","FRM","LT","ks",{"v":0.1,"d":"10.00%"},{"v":0.4,"d":"0.40"},{"v":0.4,"d":"0.40"},{"v":0,"d":"0.00"},{"v":0,"d":"0.0000%"},{"v":0,"d":"0.00"},"I","GER, GYN, GYU, NEU, PLM, URO",4818409900]
[1335,"B5",null,"B21041","Depend Large","savosť ,veľkosť 60 x 90 cm , á 10 ks","KCI","NL","ks",{"v":0.1,"d":"10.00%"},0.44,0.44,{"v":0,"d":"0.00"},{"v":0,"d":"0.0000%"},{"v":0,"d":"0.00"},"I","GER, GYN, GYU, NEU, PLM, URO",481840]
[1336,"B5",null,"B0726A","Podložka pod pacienta Moli Care Pemium Bed Mat 7 kv.","s krídelkami, savost 1201 ml, 60x90 cm, 30 ks","PHR","D","ks",{"v":0.1,"d":"10.00%"},0.45,0.45,{"v":0,"d":"0.00"},{"v":0,"d":"0.0000%"},{"v":0,"d":"0.00"},"I","GER, GYN, GYU, NEU, PLM, URO",96190089]
[1337,"B5",null,"B93580","Podložka pod chorých INKA Superplus","60x90 cm, savosť 2 200 ml, rôzne balenia","BUK","SK","ks",{"v":0.1,"d":"10.00%"},0.46,0.46,{"v":0,"d":"0.00"},{"v":0,"d":"0.0000%"},{"v":0,"d":"0.00"},"I","GER, GYN, GYU, NEU, PLM, URO",481840]
[1338,"B5",null,"B93894","TENA Bed Super","savosť 1799ml, rozmer 60x90cm / 35ks","SCA","SE","ks",{"v":0.1,"d":"10.00%"},0.46,0.46,{"v":0,"d":"0.00"},{"v":0,"d":"0.0000%"},{"v":0,"d":"0.00"},"I","GER, GYN, GYU, NEU, PLM, URO",481840]
[1339,"B5",null,"B23356","MoliCare Premium Bed Mat 7 kv 60x90 cm","7 kvapkové, veľkosť 60 x 90 cm, á 30 ks","HAR","DE","ks",{"v":0.1,"d":"10.00%"},0.49,0.49,{"v":0,"d":"0.00"},{"v":0,"d":"0.0000%"},{"v":0,"d":"0.00"},"I","GER, GYN, GYU, NEU, PLM, URO",481840]
[1340,"B5",null,"B85546","SanaSet","60x90 cm/1995 ml, 30 ks","FRM","LT","ks",{"v":0.1,"d":"10.00%"},0.49,0.49,{"v":0,"d":"0.00"},{"v":0,"d":"0.0000%"},{"v":0,"d":"0.00"},"I","GER, GYN, GYU, NEU, PLM, URO",4818409900]
[1341,"B5",null,"B59721","Attends Cover -  Dri Plus","savosť 1935 ml, veľkosť 80x170cm, á 30 ks","PPS","SE","ks",{"v":0.1,"d":"10.00%"},{"v":0.5,"d":"0.50"},{"v":0.5,"d":"0.50"},{"v":0,"d":"0.00"},{"v":0,"d":"0.0000%"},{"v":0,"d":"0.00"},"I","GER, GYN, GYU, NEU, PLM, URO",481840]
[1342,"B5",null,"B90228","Podložka pod chorých Sanete Fluff Underpads","XL, savosť 2625 ml, veľkosť 80x180 cm, á 30ks","CLL","SK","ks",{"v":0.1,"d":"10.00%"},{"v":0.5,"d":"0.50"},{"v":0.5,"d":"0.50"},{"v":0,"d":"0.00"},{"v":0,"d":"0.0000%"},{"v":0,"d":"0.00"},"I","GER, GYN, GYU, NEU, PLM, URO",48184099]
[1343,"B5",null,"B95469","Seni Soft Super","rozmer 90x170 cm, savosť 2000 ml","TZM","PL","ks",{"v":0.1,"d":"10.00%"},{"v":0.5,"d":"0.50"},{"v":0.5,"d":"0.50"},{"v":0,"d":"0.00"},{"v":0,"d":"0.0000%"},{"v":0,"d":"0.00"},"I","GER, GYN, GYU, NEU, PLM, URO",96190029]
[1344,"B5",null,"B66156","Abri Soft","savosť 2000 ml, 70 x 180 cm, á 30 ks, zastielacia","BAM","DK","ks",{"v":0.1,"d":"10.00%"},0.51,0.51,{"v":0,"d":"0.00"},{"v":0,"d":"0.0000%"},{"v":0,"d":"0.00"},"I","GER, GYN, GYU, NEU, PLM, URO",481840]
[1345,"B5",null,"B77597","MoliNea Plus Wings","savosť 1 342 ml, veľkosť 180x90 cm, á 20 ks","HAR","DE","ks",{"v":0.1,"d":"10.00%"},0.54,0.54,{"v":0,"d":"0.00"},{"v":0,"d":"0.0000%"},{"v":0,"d":"0.00"},"I","GER, GYN, GYU, NEU, PLM, URO",481840]
[1346,"B5",null,"B90107","TENA Bed  Plus Wings","savosť 2258 ml, rozmer 180x80 cm, á 20 ks","SCA","SE","ks",{"v":0.1,"d":"10.00%"},0.54,0.54,{"v":0,"d":"0.00"},{"v":0,"d":"0.0000%"},{"v":0,"d":"0.00"},"I","GER, GYN, GYU, NEU, PLM, URO",481840]
[1347,"B5",null,"B91396","MoliCare Bed Mat Eco 9 kv 60x90 cm","9 kvapkové, veľkosť 60 x 90 cm, á 50 ks","PHR","DE","ks",{"v":0.1,"d":"10.00%"},0.58,0.58,{"v":0,"d":"0.00"},{"v":0,"d":"0.0000%"},{"v":0,"d":"0.00"},"I","GER, GYN, GYU, NEU, PLM, URO",481840]
[1348,"B5",null,"B20711","Molinea Plus - D","savosť 1580 ml, veľkosť 60x90 cm, á 50 ks","HAR","CZ","ks",{"v":0.1,"d":"10.00%"},0.58,0.58,{"v":0,"d":"0.00"},{"v":0,"d":"0.0000%"},{"v":0,"d":"0.00"},"I","GER, GYN, GYU, NEU, PLM, URO",481840]
[1349,"B5",null,"B59720","Attends Cover -  Dri Plus","savosť 1840 ml, veľkosť 80x90cm, á 30 ks","PPS","SE","ks",{"v":0.1,"d":"10.00%"},{"v":0.7,"d":"0.70"},{"v":0.7,"d":"0.70"},{"v":0,"d":"0.00"},{"v":0,"d":"0.0000%"},{"v":0,"d":"0.00"},"I","GER, GYN, GYU, NEU, PLM, URO",481840]
[1350,{"$nulls":3},"B6 Kondómy"]
[1351,{"$nulls":3},"B6.1 Kondómy","nelepiace",{"$nulls":10},0.73,"ks"]
[1352,"B6.1",null,"B40075","Conveen","5125 priemer 25 mm, á 30 ks","COL","DK","ks",{"v":0.1,"d":"10.00%"},0.73,0.73,{"v":0,"d":"0.00"},{"v":0,"d":"0.0000%"},{"v":0,"d":"0.00"},"I","GER, GYU, NEU, PLM, URO",9021]
[1353,"B6.1",null,"B40076","Conveen","5130 priemer 30 mm, á 30 ks","COL","DK","ks",{"v":0.1,"d":"10.00%"},0.73,0.73,{"v":0,"d":"0.00"},{"v":0,"d":"0.0000%"},{"v":0,"d":"0.00"},"I","GER, GYU, NEU, PLM, URO",9021]
[1354,"B6.1",null,"B40077","Conveen","5135 priemer 35 mm, á 30 ks","COL","DK","ks",{"v":0.1,"d":"10.00%"},0.73,0.73,{"v":0,"d":"0.00"},{"v":0,"d":"0.0000%"},{"v":0,"d":"0.00"},"I","GER, GYU, NEU, PLM, URO",9021]
[1355,"B6.1","Z","B40078","Conveen","5140 priemer 40 mm, á 30 ks","COL","DK","ks",{"v":0.1,"d":"10.00%"},0.73,0.73,{"v":0,"d":"0.00"},{"v":0,"d":"0.0000%"},{"v":0,"d":"0.00"},"I","GER, GYU, NEU, PLM, URO",9021]
[1356,{"$nulls":3},"B6.2 Kondómy","samolepiace",{"$nulls":10},1.49,"ks"]
[1357,"B6.2",null,"B84612","Kondóm silikónový samolepiaci PopOn","odvádzanie moču do zberného  vrecka; rôzne veľkosti","BAR","US","ks",{"v":0.2,"d":"20.00%"},1.48,1.48,{"v":0,"d":"0.00"},{"v":0,"d":"0.0000%"},{"v":0,"d":"0.00"},"I","GER, GYU, NEU, PLM, URO",9018310000]
[1358,"B6.2",null,"B84617","Kondóm silikónový samolepiaci Ultra Flex","odvádzanie moču do zberného vrecka; rôzne veľkosti","BAR","US","ks",{"v":0.2,"d":"20.00%"},1.48,1.48,{"v":0,"d":"0.00"},{"v":0,"d":"0.0000%"},{"v":0,"d":"0.00"},"I","GER, GYU, NEU, PLM, URO",9018310000]
[1359,"B6.2",null,"B84622","Kondóm silikónový samolepiaci Wide Band","na odvádzanie mocu do zberného vrecka; 25, 29, 32, 36, 41 mm","BAR","US","ks",{"v":0.2,"d":"20.00%"},1.48,1.48,{"v":0,"d":"0.00"},{"v":0,"d":"0.0000%"},{"v":0,"d":"0.00"},"I","GER, GYU, NEU, PLM, URO",90183900]
[1360,"B6.2",null,"B35686","Conveen","5212 priemer 20 mm, á 30ks, samolepiaci","COL","DK","ks",{"v":0.1,"d":"10.00%"},1.49,1.49,{"v":0,"d":"0.00"},{"v":0,"d":"0.0000%"},{"v":0,"d":"0.00"},"I","GER, GYU, NEU, PLM, URO",9021]
[1361,"B6.2",null,"B40084","Conveen","5200 priemer 25 mm á  30 ks","COL","DK","ks",{"v":0.1,"d":"10.00%"},1.49,1.49,{"v":0,"d":"0.00"},{"v":0,"d":"0.0000%"},{"v":0,"d":"0.00"},"I","GER, GYU, NEU, PLM, URO",9021]
[1362,"B6.2",null,"B40085","Conveen","5205 priemer 30 mm, á 30 ks, samolepiaci","COL","DK","ks",{"v":0.1,"d":"10.00%"},1.49,1.49,{"v":0,"d":"0.00"},{"v":0,"d":"0.0000%"},{"v":0,"d":"0.00"},"I","GER, GYU, NEU, PLM, URO",9021]
[1363,"B6.2",null,"B40086","Conveen","5210 priemer 35 mm, á 30 ks, samolepiaci","COL","DK","ks",{"v":0.1,"d":"10.00%"},1.49,1.49,{"v":0,"d":"0.00"},{"v":0,"d":"0.0000%"},{"v":0,"d":"0.00"},"I","GER, GYU, NEU, PLM, URO",9021]
[1364,"B6.2",null,"B40088","Conveen Security Plus","5225 priemer 25 mm, á 30 ks, samolepiaci","COL","DK","ks",{"v":0.1,"d":"10.00%"},1.49,1.49,{"v":0,"d":"0.00"},{"v":0,"d":"0.0000%"},{"v":0,"d":"0.00"},"I","GER, GYU, NEU, PLM, URO",9021]
[1365,"B6.2",null,"B40089","Conveen Security Plus","5230 priemer 30 mm, á 30 ks, samolepiaci","COL","DK","ks",{"v":0.1,"d":"10.00%"},1.49,1.49,{"v":0,"d":"0.00"},{"v":0,"d":"0.0000%"},{"v":0,"d":"0.00"},"I","GER, GYU, NEU, PLM, URO",9021]
[1366,"B6.2","Z","B40090","Conveen Security Plus","5235 priemer 35 mm, á 30 ks, samolepiaci","COL","DK","ks",{"v":0.1,"d":"10.00%"},1.49,1.49,{"v":0,"d":"0.00"},{"v":0,"d":"0.0000%"},{"v":0,"d":"0.00"},"I","GER, GYU, NEU, PLM, URO",9021]
[1367,{"$nulls":3},"B7 Urinálne vrecká",{"$nulls":11},0.418,"100ml"]
[1368,"B7",null,"B55788","Resurine PE1415- zberné močové vrecko s hadicou a spojkou,  1 500 ml, 10 ks",null,"POR","FR","ks",{"v":0.1,"d":"10.00%"},0.94,0.94,{"v":0,"d":"0.00"},{"v":0,"d":"0.0000%"},{"v":0,"d":"0.00"},"I","GER, GYN, GYU, NEU, PLM, URO",9021]
[1369,"B7",null,"B92050","Vrecko na zber moču SpeediBag Compact","700 ml","COL","DK","ks",{"v":0.1,"d":"10.00%"},1.62,1.62,{"v":0,"d":"0.00"},{"v":0,"d":"0.0000%"},{"v":0,"d":"0.00"},"I","GER, GYN, GYU, NEU, PLM, URO",9021]
[1370,"B7",null,"B40098","Urinálne zberné vrecko","5174, 800 ml, á 10 ks, lýtkové","COL","DK","ks",{"v":0.1,"d":"10.00%"},1.98,1.98,{"v":0,"d":"0.00"},{"v":0,"d":"0.0000%"},{"v":0,"d":"0.00"},"I","GER, GYN, GYU, NEU, PLM, URO",9021]
[1371,"B7",null,"B40095","Urinálne zberné vrecko","5161,  500 ml, á 10 ks, lýtkové","COL","DK","ks",{"v":0.1,"d":"10.00%"},1.99,1.99,{"v":0,"d":"0.00"},{"v":0,"d":"0.0000%"},{"v":0,"d":"0.00"},"I","GER, GYN, GYU, NEU, PLM, URO",9021]
[1372,"B7",null,"B35691","Conveen","5165, 350 ml, hadica 50 cm, lýtkové","COL","DK","ks",{"v":0.1,"d":"10.00%"},2.06,2.06,{"v":0,"d":"0.00"},{"v":0,"d":"0.0000%"},{"v":0,"d":"0.00"},"I","GER, GYN, GYU, NEU, PLM, URO",9021]
[1373,"B7",null,"B35693","Conveen","5167, 750 ml,  hadica 50 cm, lýtkové","COL","DK","ks",{"v":0.1,"d":"10.00%"},2.06,2.06,{"v":0,"d":"0.00"},{"v":0,"d":"0.0000%"},{"v":0,"d":"0.00"},"I","GER, GYN, GYU, NEU, PLM, URO",9021]
[1374,"B7",null,"B84627","CareLine","lýtkové, 500ml/ 50cm hadica","UNL","DK","ks",{"v":0.2,"d":"20.00%"},2.07,2.07,{"v":0,"d":"0.00"},{"v":0,"d":"0.0000%"},{"v":0,"d":"0.00"},"I","GER, GYN, GYU, NEU, PLM, URO",39269092]
[1375,"B7",null,"B84628","CareLine","lýtkové, 750ml/ 50cm hadica","UNL","DK","ks",{"v":0.2,"d":"20.00%"},2.07,2.07,{"v":0,"d":"0.00"},{"v":0,"d":"0.0000%"},{"v":0,"d":"0.00"},"I","GER, GYN, GYU, NEU, PLM, URO",39269092]
[1376,"B7",null,"B84629","CareLine","1500ml, hadica 90cm","UNL","DK","ks",{"v":0.2,"d":"20.00%"},2.07,2.07,{"v":0,"d":"0.00"},{"v":0,"d":"0.0000%"},{"v":0,"d":"0.00"},"I","GER, GYN, GYU, NEU, PLM, URO",39269092]
[1377,"B7","Z","B56310","Resurine PE1000 -denné stehenné alebo  lýtkové  zberné vrecko,  500 ml","s antireflux. chlopňou, výpust. ventilom, 10 vreciek, 2 pripev. remienky, 2 spojky","POR","FR","ks",{"v":0.1,"d":"10.00%"},2.09,2.09,{"v":0,"d":"0.00"},{"v":0,"d":"0.0000%"},{"v":0,"d":"0.00"},"I","GER, GYN, GYU, NEU, PLM, URO",9021]
[1378,"B7",null,"B40096","Urinálne zberné vrecko","5171,  600 ml, á 10 ks, lýtkové","COL","DK","ks",{"v":0.1,"d":"10.00%"},2.39,2.09,{"v":0.3,"d":"0.30"},{"v":0.125523,"d":"12.5523%"},{"v":0,"d":"0.00"},"S","GER, GYN, GYU, NEU, PLM, URO",9021]
[1379,"B7",null,"B35689","Conveen","5163, 500 ml, hadica 50 cm, lýtkové, sterilné","COL","DK","ks",{"v":0.1,"d":"10.00%"},3.12,2.09,1.03,{"v":0.330128,"d":"33.0128%"},{"v":0,"d":"0.00"},"S","GER, GYN, GYU, NEU, PLM, URO",9021]
[1380,{"$nulls":3},"B8 Držiak",{"$nulls":11},5.94,"ks"]
[1381,"B8",null,"B84632","CareLine","držiak vrecka","UNL","DK","ks",{"v":0.2,"d":"20.00%"},{"v":5.9,"d":"5.90"},{"v":5.9,"d":"5.90"},{"v":0,"d":"0.00"},{"v":0,"d":"0.0000%"},{"v":0,"d":"0.00"},"I","GER, GYN, GYU, NEU, PLM, URO",39269097]
[1382,"B8","Z","B40108","Držiak vrecka",5070,"COL","DK","ks",{"v":0.1,"d":"10.00%"},5.94,5.94,{"v":0,"d":"0.00"},{"v":0,"d":"0.0000%"},{"v":0,"d":"0.00"},"I","GER, GYN, GYU, NEU, PLM, URO",9021]
[1383,{"$nulls":3},"B9 Pripevňovací pás",{"$nulls":11},0.71,"ks"]
[1384,"B9","Z","B40092","Pripevňovací suchý zips",5050,"COL","DK","ks",{"v":0.1,"d":"10.00%"},0.71,0.71,{"v":0,"d":"0.00"},{"v":0,"d":"0.0000%"},{"v":0,"d":"0.00"},"I","GER, GYN, GYU, NEU, PLM, URO",9021]
[1385,{"$nulls":3},"B10 Pomôcky pre autokatetrizáciu"]
[1386,{"$nulls":3},"B10.1 Pomôcky na autokatétrizáciu bez konektora"]
[1387,{"$nulls":3},"B10.1.1 Pomôcky pre autokatetrizáciu","bez konektora s použitím roztoku, lubrikované",{"$nulls":10},2.16,"ks"]
[1388,"B10.1.1",null,"B71829","Nelaton","hydrofilizovaná","BLT","PL","ks",{"v":0.2,"d":"20.00%"},{"v":1.5,"d":"1.50"},{"v":1.5,"d":"1.50"},{"v":0,"d":"0.00"},{"v":0,"d":"0.0000%"},{"v":0,"d":"0.00"},"I","GYN, GYU, PLM, URO",90183900]
[1389,"B10.1.1",null,"B40761","Easi Cath","jednorazový ženský katéter, rozmer 12 CH/ mm, á 25 ks, sterilné","COL","DK","ks",{"v":0.2,"d":"20.00%"},{"v":1.9,"d":"1.90"},{"v":1.9,"d":"1.90"},{"v":0,"d":"0.00"},{"v":0,"d":"0.0000%"},{"v":0,"d":"0.00"},"I","GYN, GYU, PLM, URO",90183900]
[1390,"B10.1.1",null,"B40762","Easi Cath","jednorazový ženský katéter, rozmer 14 CH/ mm, á 25 ks, sterilné","COL","DK","ks",{"v":0.2,"d":"20.00%"},{"v":1.9,"d":"1.90"},{"v":1.9,"d":"1.90"},{"v":0,"d":"0.00"},{"v":0,"d":"0.0000%"},{"v":0,"d":"0.00"},"I","GYN, GYU, PLM, URO",90183900]
[1391,"B10.1.1",null,"B98017","GentleCath Glide","močový katéter mužský lubrikovaný, rovný alebo Tiemann, CH08-18, á 30 ks, sterilný","CNV","GB","ks",{"v":0.2,"d":"20.00%"},2.15,2.15,{"v":0,"d":"0.00"},{"v":0,"d":"0.0000%"},{"v":0,"d":"0.00"},"I","GYN, GYU, PLM, URO",9018390000]
[1392,"B10.1.1",null,"B98018","GentleCath Glide","močový katéter ženský lubrikovaný, CH08-16, á 30 ks, sterilný","CNV","GB","ks",{"v":0.2,"d":"20.00%"},2.15,2.15,{"v":0,"d":"0.00"},{"v":0,"d":"0.0000%"},{"v":0,"d":"0.00"},"I","GYN, GYU, PLM, URO",9018390000]
[1393,"B10.1.1",null,"B85955","Advance - katéter jednorazový","40 cm, 14 mm, sterilné","HOT","US","ks",{"v":0.2,"d":"20.00%"},2.16,2.16,{"v":0,"d":"0.00"},{"v":0,"d":"0.0000%"},{"v":0,"d":"0.00"},"I","GYN, GYU, PLM, URO",90183900]
[1394,"B10.1.1",null,"B84067","Magic Nelaton lubrikovaný","Jednorazový ženský katéter, 10Ch/mm, á 30ks, sterilný","ROC","US","ks",{"v":0.2,"d":"20.00%"},2.16,2.16,{"v":0,"d":"0.00"},{"v":0,"d":"0.0000%"},{"v":0,"d":"0.00"},"I","GYN, GYU, PLM, URO",9018390000]
[1395,"B10.1.1",null,"B84068","Magic Nelaton lubrikovaný","Jednorazový ženský katéter, 12Ch/mm, á 30ks, sterilný","ROC","US","ks",{"v":0.2,"d":"20.00%"},2.16,2.16,{"v":0,"d":"0.00"},{"v":0,"d":"0.0000%"},{"v":0,"d":"0.00"},"I","GYN, GYU, PLM, URO",9018390000]
[1396,"B10.1.1",null,"B84069","Magic Nelaton lubrikovaný","Jednorazový ženský katéter, 14Ch/mm, á 30ks, sterilný","ROC","US","ks",{"v":0.2,"d":"20.00%"},2.16,2.16,{"v":0,"d":"0.00"},{"v":0,"d":"0.0000%"},{"v":0,"d":"0.00"},"I","GYN, GYU, PLM, URO",9018390000]
[1397,"B10.1.1",null,"B84070","Magic Nelaton lubrikovaný","Jednorazový ženský katéter, 16Ch/mm, á 30ks, sterilný","ROC","US","ks",{"v":0.2,"d":"20.00%"},2.16,2.16,{"v":0,"d":"0.00"},{"v":0,"d":"0.0000%"},{"v":0,"d":"0.00"},"I","GYN, GYU, PLM, URO",9018390000]
[1398,"B10.1.1",null,"B84074","Magic Nelaton lubrikovaný No touch","Jednorazový  detský katéter, 8Ch/mm, á 30ks, sterilný","ROC","US","ks",{"v":0.2,"d":"20.00%"},2.16,2.16,{"v":0,"d":"0.00"},{"v":0,"d":"0.0000%"},{"v":0,"d":"0.00"},"I","GYN, GYU, PLM, URO",9018390000]
[1399,"B10.1.1",null,"B84075","Magic Nelaton lubrikovaný No touch","Jednorazový detský katéter, 10Ch/mm, á 30ks, sterilný","ROC","US","ks",{"v":0.2,"d":"20.00%"},2.16,2.16,{"v":0,"d":"0.00"},{"v":0,"d":"0.0000%"},{"v":0,"d":"0.00"},"I","GYN, GYU, PLM, URO",9018390000]
[1400,"B10.1.1",null,"B84076","Magic Nelaton lubrikovaný No touch","Jednorazový mužský katéter, 10Ch/mm, á 30ks, sterilný","ROC","US","ks",{"v":0.2,"d":"20.00%"},2.16,2.16,{"v":0,"d":"0.00"},{"v":0,"d":"0.0000%"},{"v":0,"d":"0.00"},"I","GYN, GYU, PLM, URO",9018390000]
[1401,"B10.1.1",null,"B84077","Magic Nelaton lubrikovaný No touch","Jednorazový mužský katéter, 12Ch/mm, á 30ks, sterilný","ROC","US","ks",{"v":0.2,"d":"20.00%"},2.16,2.16,{"v":0,"d":"0.00"},{"v":0,"d":"0.0000%"},{"v":0,"d":"0.00"},"I","GYN, GYU, PLM, URO",9018390000]
[1402,"B10.1.1",null,"B84078","Magic Nelaton lubrikovaný No touch","Jednorazový mužský katéter, 14Ch/mm, á 30ks, sterilný","ROC","US","ks",{"v":0.2,"d":"20.00%"},2.16,2.16,{"v":0,"d":"0.00"},{"v":0,"d":"0.0000%"},{"v":0,"d":"0.00"},"I","GYN, GYU, PLM, URO",9018390000]
[1403,"B10.1.1","Z","B84079","Magic Nelaton lubrikovaný No touch","Jednorazový mužský katéter, 16Ch/mm, á 30ks, sterilný","ROC","US","ks",{"v":0.2,"d":"20.00%"},2.16,2.16,{"v":0,"d":"0.00"},{"v":0,"d":"0.0000%"},{"v":0,"d":"0.00"},"I","GYN, GYU, PLM, URO",9018390000]
[1404,"B10.1.1",null,"B79340","VaQua ženský urologický katéter","hydrofilizovaný, jednorazový, dĺžka 15cm, priemer 8-18CH, á 30 ks, sterilný","MDQ","MY","ks",{"v":0.2,"d":"20.00%"},2.16,2.16,{"v":0,"d":"0.00"},{"v":0,"d":"0.0000%"},{"v":0,"d":"0.00"},"I","GYN, GYU, PLM, URO",90183900]
[1405,{"$nulls":3},"B10.1.3 Pomôcky pre autokatetrizáciu","bez konektora na priame použitie",{"$nulls":10},2.48,"ks"]
[1406,"B10.1.3",null,"B81855","SpeediCath","katétre lubrikované, ženské, 08-16, á 30 ks, sterilné","COL","DE","ks",{"v":0.2,"d":"20.00%"},1.22,1.22,{"v":0,"d":"0.00"},{"v":0,"d":"0.0000%"},{"v":0,"d":"0.00"},"I","GYN, GYU, PLM, URO",90183900]
[1407,"B10.1.3",null,"B81856","SpeediCath","katétre lubrikované detské, 06-10, á 30 ks, sterilné","COL","DE","ks",{"v":0.2,"d":"20.00%"},1.53,1.53,{"v":0,"d":"0.00"},{"v":0,"d":"0.0000%"},{"v":0,"d":"0.00"},"I","GYN, GYU, PLM, URO",90183900]
[1408,"B10.1.3",null,"B91793","Actreen Hi-Lite Nelaton","ženský, CH06-CH16, 20cm","BME","FR","ks",{"v":0.2,"d":"20.00%"},2.17,2.17,{"v":0,"d":"0.00"},{"v":0,"d":"0.0000%"},{"v":0,"d":"0.00"},"I","GYN, GYU, PLM, URO",90183900]
[1409,"B10.1.3",null,"B82382","Actreen Lite Nelaton","ženský, CH 06-CH 16, 20 cm/ 30ks","BME","FR","ks",{"v":0.2,"d":"20.00%"},2.17,2.17,{"v":0,"d":"0.00"},{"v":0,"d":"0.0000%"},{"v":0,"d":"0.00"},"I","GYN, GYU, PLM, URO",90183900]
[1410,"B10.1.3",null,"B88035","Katéter močový Actreen Mini Cath Nelaton","sterilný, CH10, 3,3mm/30ks","BME","F","ks",{"v":0.2,"d":"20.00%"},2.17,2.17,{"v":0,"d":"0.00"},{"v":0,"d":"0.0000%"},{"v":0,"d":"0.00"},"I","GYN, GYU, PLM, URO",90183900]
[1411,"B10.1.3",null,"B88036","Katéter močový Actreen Mini Cath Nelaton","sterilný, CH12, 4,0mm/30ks","BME","F","ks",{"v":0.2,"d":"20.00%"},2.17,2.17,{"v":0,"d":"0.00"},{"v":0,"d":"0.0000%"},{"v":0,"d":"0.00"},"I","GYN, GYU, PLM, URO",90183900]
[1412,"B10.1.3",null,"B88037","Katéter močový Actreen Mini Cath Nelaton","sterilný, CH14, 4,7mm/30ks","BME","F","ks",{"v":0.2,"d":"20.00%"},2.17,2.17,{"v":0,"d":"0.00"},{"v":0,"d":"0.0000%"},{"v":0,"d":"0.00"},"I","GYN, GYU, PLM, URO",90183900]
[1413,"B10.1.3",null,"B97040","Katéter močový lubrikovaný SpeediCath Standard chlapčenský","CH8-12 á 30 ks, na intermitentnú katetrizáciu","COL","DK","ks",{"v":0.2,"d":"20.00%"},2.46,2.46,{"v":0,"d":"0.00"},{"v":0,"d":"0.0000%"},{"v":0,"d":"0.00"},"I","GYN, GYU, PLM, URO",90183900]
[1414,"B10.1.3",null,"B97038","Katéter močový lubrikovaný SpeediCath Standard mužský Nelaton","CH 08 -18 á 30 ks, na intermitentnú katetrizáciu","COL","DK","ks",{"v":0.2,"d":"20.00%"},2.46,2.46,{"v":0,"d":"0.00"},{"v":0,"d":"0.0000%"},{"v":0,"d":"0.00"},"I","GYN, GYU, PLM, URO",90183900]
[1415,"B10.1.3",null,"B97039","Katéter močový lubrikovaný SpeediCath Standard mužský Tiemann","CH10-16 á 30 ks, na intermitentnú katetrizáciu","COL","DK","ks",{"v":0.2,"d":"20.00%"},2.46,2.46,{"v":0,"d":"0.00"},{"v":0,"d":"0.0000%"},{"v":0,"d":"0.00"},"I","GYN, GYU, PLM, URO",90183900]
[1416,"B10.1.3",null,"B91792","Actreen Hi-Lite Nelaton","mužský, CH08-CH16, 41cm","BME","FR","ks",{"v":0.2,"d":"20.00%"},2.48,2.48,{"v":0,"d":"0.00"},{"v":0,"d":"0.0000%"},{"v":0,"d":"0.00"},"I","GYN, GYU, PLM, URO",90183900]
[1417,"B10.1.3",null,"B91791","Actreen Hi-Lite Tiemann","mužský, CH08-CH16, 41cm","BME","FR","ks",{"v":0.2,"d":"20.00%"},2.48,2.48,{"v":0,"d":"0.00"},{"v":0,"d":"0.0000%"},{"v":0,"d":"0.00"},"I","GYN, GYU, PLM, URO",90183900]
[1418,"B10.1.3",null,"B82381","Actreen Lite Nelaton","Mužský, CH 08-CH 18, 45 cm/ 30ks","BME","FR","ks",{"v":0.2,"d":"20.00%"},2.48,2.48,{"v":0,"d":"0.00"},{"v":0,"d":"0.0000%"},{"v":0,"d":"0.00"},"I","GYN, GYU, PLM, URO",90183900]
[1419,"B10.1.3","Z","B82380","Actreen Lite Tiemann","Mužský, CH 08-CH 18, 45 cm/ 30ks","BME","FR","ks",{"v":0.2,"d":"20.00%"},2.48,2.48,{"v":0,"d":"0.00"},{"v":0,"d":"0.0000%"},{"v":0,"d":"0.00"},"I","GYN, GYU, PLM, URO",90183900]
[1420,{"$nulls":3},"B10.1.4 Pomôcky pre autokatetrizáciu","bez konektora na priame použitie teleskopický mužský",{"$nulls":10},2.64,"ks"]
[1421,"B10.1.4","Z","B91009","Katéter močový hydrofilný SpeediCath Compact","mužský, uložený vo fyziologickom roztoku; CH 12-18","COL","DK","ks",{"v":0.2,"d":"20.00%"},2.64,2.64,{"v":0,"d":"0.00"},{"v":0,"d":"0.0000%"},{"v":0,"d":"0.00"},"I","GYU, PLM, URO",90183900]
[1422,{"$nulls":3},"B10.1.5 Pomôcky pre autokatetrizáciu","bez konektora na priame použitie teleskopický ženský",{"$nulls":10},2.3]
[1423,"B10.1.5","Z","B91010","Katéter močový hydrofilný SpeediCath Compact","ženský, uložený v sterilnom fyziologickom roztoku, CH 8 – 14, 30 ks v balení","COL","DK","ks",{"v":0.2,"d":"20.00%"},{"v":2.3,"d":"2.30"},{"v":2.3,"d":"2.30"},{"v":0,"d":"0.00"},{"v":0,"d":"0.0000%"},{"v":0,"d":"0.00"},"I","GYN, GYU, PLM, URO",90183900]
[1424,{"$nulls":3},"B10.2 Pomôcky pre autokatetrizáciu","jednorazové s konektorom",{"$nulls":10},2.92,"ks"]
[1425,"B10.2",null,"B83351","Actreen Glys Set Nelaton","ženská, 30 ks","BME","FR","ks",{"v":0.2,"d":"20.00%"},2.17,2.17,{"v":0,"d":"0.00"},{"v":0,"d":"0.0000%"},{"v":0,"d":"0.00"},"I","GYN, GYU, PLM, URO",90183900]
[1426,"B10.2",null,"B76204","Actreen Glys Set Nelaton","mužská, 30 ks","BME","FR","ks",{"v":0.2,"d":"20.00%"},2.48,2.48,{"v":0,"d":"0.00"},{"v":0,"d":"0.0000%"},{"v":0,"d":"0.00"},"I","GYN, GYU, PLM, URO",90183900]
[1427,"B10.2",null,"B76203","Actreen Glys Set Tieman","mužská, 30 ks","BME","FR","ks",{"v":0.2,"d":"20.00%"},2.48,2.48,{"v":0,"d":"0.00"},{"v":0,"d":"0.0000%"},{"v":0,"d":"0.00"},"I","GYN, GYU, PLM, URO",90183900]
[1428,"B10.2",null,"B98011","Katéter močový mužský na okamžité použitie SpeediCath Flex","CH10-16, flexibilný s konektorom, na intermitentnú katetrizáciu","COL","DK","ks",{"v":0.2,"d":"20.00%"},2.79,2.79,{"v":0,"d":"0.00"},{"v":0,"d":"0.0000%"},{"v":0,"d":"0.00"},"I","GYN, GYU, PLM, URO",90183900]
[1429,"B10.2",null,"B40786","Easi Cath s Luer Lock konektorom","jednorazový ženský katéter, rozmer 12 CH/ mm, sterilné, á 25 ks","COL","DK","ks",{"v":0.2,"d":"20.00%"},2.92,2.92,{"v":0,"d":"0.00"},{"v":0,"d":"0.0000%"},{"v":0,"d":"0.00"},"I","GYN, GYU, PLM, URO",90183900]
[1430,"B10.2",null,"B40787","Easi Cath s Luer Lock konektorom","jednorazový ženský katéter, rozmer 14 CH/ mm, sterilné, á 25 ks","COL","DK","ks",{"v":0.2,"d":"20.00%"},2.92,2.92,{"v":0,"d":"0.00"},{"v":0,"d":"0.0000%"},{"v":0,"d":"0.00"},"I","GYN, GYU, PLM, URO",90183900]
[1431,"B10.2",null,"B40789","Easi Cath s Luer Lock konektorom","jednorazový mužský katéter, rozmer 10 CH/ mm, sterilné, á 25 ks","COL","DK","ks",{"v":0.2,"d":"20.00%"},2.92,2.92,{"v":0,"d":"0.00"},{"v":0,"d":"0.0000%"},{"v":0,"d":"0.00"},"I","GYN, GYU, PLM, URO",90183900]
[1432,"B10.2",null,"B40790","Easi Cath s Luer Lock konektorom","jednorazový mužský katéter, rozmer 12 CH/ mm, sterilné, á 25 ks","COL","DK","ks",{"v":0.2,"d":"20.00%"},2.92,2.92,{"v":0,"d":"0.00"},{"v":0,"d":"0.0000%"},{"v":0,"d":"0.00"},"I","GYN, GYU, PLM, URO",90183900]
[1433,"B10.2","Z","B40791","Easi Cath s Luer Lock konektorom","jednorazový mužský katéter, rozmer 14 CH/ mm, sterilné, á 25 ks","COL","DK","ks",{"v":0.2,"d":"20.00%"},2.92,2.92,{"v":0,"d":"0.00"},{"v":0,"d":"0.0000%"},{"v":0,"d":"0.00"},"I","GYN, GYU, PLM, URO",90183900]
[1434,{"$nulls":3},"B10.2.1 Pomôcky pre autokatetrizáciu","jednorázové s konektorom a zberným vreckom",{"$nulls":10},3.83,"ks"]
[1435,"B10.2.1",null,"B95065","Katéter močový hydrofilný SpeediCath Compact Set","mužský, uložený vo fyziologickom roztoku, s pripojeným vreckom; CH12-18","COL","DK","ks",{"v":0.2,"d":"20.00%"},3.83,3.83,{"v":0,"d":"0.00"},{"v":0,"d":"0.0000%"},{"v":0,"d":"0.00"},"I","GYN, GYU, PLM, URO",90183900]
[1436,"B10.2.1","Z","B95066","Katéter močový hydrofilný SpeediCath Compact Set","ženský, uložený vo fyziologickom roztoku, s pripojeným vreckom; CH10/12/14","COL","DK","ks",{"v":0.2,"d":"20.00%"},3.83,3.83,{"v":0,"d":"0.00"},{"v":0,"d":"0.0000%"},{"v":0,"d":"0.00"},"I","GYN, GYU, PLM, URO",90183900]
[1437,"B10.2.1",null,"B95264","Súprava na cievkovanie Actreen Hi-Lite Set","typ Nelaton/typ Tiemann CH10-18, 37cm","BME","FR","ks",{"v":0.2,"d":"20.00%"},3.83,3.83,{"v":0,"d":"0.00"},{"v":0,"d":"0.0000%"},{"v":0,"d":"0.00"},"I","GYN, GYU, PLM, URO",90183900]
[1438,"B10.2.1",null,"B92105","Súprava na cievkovanie Actreen Mini Set","CH08-CH14, 9cm","BME","FR","ks",{"v":0.2,"d":"20.00%"},3.83,3.83,{"v":0,"d":"0.00"},{"v":0,"d":"0.0000%"},{"v":0,"d":"0.00"},"I","GYN, GYU, PLM, URO",90183900]
[1439,{"$nulls":3},"B11 Preplachové systémy permanentných močových katétrov",{"$nulls":11},2.42,"ks"]
[1440,"B11","Z","B81387","Roztok preplachovací NaCl 0,9% Uro-Tainer","100 ml preplach pern. katétrov urolog. a suprapub., á 10ks","BME","DE","ks",{"v":0.1,"d":"10.00%"},2.42,2.42,{"v":0,"d":"0.00"},{"v":0,"d":"0.0000%"},{"v":0,"d":"0.00"},"I","GYU, PLM, URO",30049000]
[1441,"B11",null,"B81392","Roztok preplachovací Suby G Uro-Tainer","100 ml preplach pern. katétrov urolog. a suprapub., á 10ks","BME","DE","ks",{"v":0.1,"d":"10.00%"},2.59,2.42,0.17,{"v":0.065637,"d":"6.5637%"},{"v":0,"d":"0.00"},"S","GYU, PLM, URO",30049000]
[1442,{"$nulls":3},"D1 Glukomery pre inzulínový režim"]
[1443,{"$nulls":3},"D1.1 Glukomery pre inzulínový režim","bez hlasového výstupu",{"$nulls":10},14.52,"set"]
[1444,"D1.1",null,"D0497A","Glukomer Bioland G-425-3 GOO","na stanovenie hladiny glukózy v krvi","BLN","CN","ks",{"v":0.2,"d":"20.00%"},{"v":14.5,"d":"14.50"},{"v":14.5,"d":"14.50"},{"v":0,"d":"0.00"},{"v":0,"d":"0.0000%"},{"v":0,"d":"0.00"},"I","DIA, ENP",9018084]
[1445,"D1.1",null,"D0496A","Glukomer Bioland G-427B PRO","na stanovenie hladiny glukózy v krvi","BLN","CN","ks",{"v":0.2,"d":"20.00%"},{"v":14.5,"d":"14.50"},{"v":14.5,"d":"14.50"},{"v":0,"d":"0.00"},{"v":0,"d":"0.0000%"},{"v":0,"d":"0.00"},"I","DIA, ENP",9018084]
[1446,"D1.1",null,"D0498A","Glukomer Bioland G-666B Premium","na stanovenie hladiny glukózy v krvi","BLN","CN","ks",{"v":0.2,"d":"20.00%"},{"v":14.5,"d":"14.50"},{"v":14.5,"d":"14.50"},{"v":0,"d":"0.00"},{"v":0,"d":"0.0000%"},{"v":0,"d":"0.00"},"I","DIA, ENP",9018084]
[1447,"D1.1",null,"D0148A","Glukomer Diawin Medisign G83",null,"TIJ","CN","ks",{"v":0.2,"d":"20.00%"},{"v":14.5,"d":"14.50"},{"v":14.5,"d":"14.50"},{"v":0,"d":"0.00"},{"v":0,"d":"0.0000%"},{"v":0,"d":"0.00"},"I","DIA, ENP",90189085]
[1448,"D1.1",null,"D99111","Glukomer Wellion LEONARDO GLU/CHOL PLUS","mmol; rôzne farby","MUT","AT","set",{"v":0.2,"d":"20.00%"},{"v":14.5,"d":"14.50"},{"v":14.5,"d":"14.50"},{"v":0,"d":"0.00"},{"v":0,"d":"0.0000%"},{"v":0,"d":"0.00"},"I","DIA, ENP",90278017]
[1449,"D1.1",null,"D58788","Accu- Check Active Kit","príslušenstvo: 10ks prúžkov, 10ks lanciet,odberové pero, kontrolný roztok","ROH","DE","set",{"v":0.2,"d":"20.00%"},14.52,14.52,{"v":0,"d":"0.00"},{"v":0,"d":"0.0000%"},{"v":0,"d":"0.00"},"I","DIA, ENP",902780]
[1450,"D1.1",null,"D84110","Finetest Premium","bez príslušenstva","INL","KR","set",{"v":0.2,"d":"20.00%"},14.52,14.52,{"v":0,"d":"0.00"},{"v":0,"d":"0.0000%"},{"v":0,"d":"0.00"},"I","DIA, ENP",90189085]
[1451,"D1.1",null,"D98852","Glukomer Accu-Chek Instant (07819315-057)","súprava na monitorovanie krvnej glukózy","ROH","DE","ks",{"v":0.2,"d":"20.00%"},14.52,14.52,{"v":0,"d":"0.00"},{"v":0,"d":"0.0000%"},{"v":0,"d":"0.00"},"I","DIA, ENP",902780]
[1452,"D1.1",null,"D92824","Glukomer FORA Diamond Mini DM30","príslušenstvo: 10 ks prúžkov, 10 ks lanciet, lancetové pero, kontrolný roztok, nabíjačka, USB kábel, puzdro","FOA","CH","set",{"v":0.2,"d":"20.00%"},14.52,14.52,{"v":0,"d":"0.00"},{"v":0,"d":"0.0000%"},{"v":0,"d":"0.00"},"I","DIA, ENP",902780]
[1453,"D1.1",null,"D92823","Glukomer FORA Prima DM10","príslušenstvo: 10 ks prúžkov, 10 ks lanciet, lancetové pero, batéria, puzdro","FOA","CH","set",{"v":0.2,"d":"20.00%"},14.52,14.52,{"v":0,"d":"0.00"},{"v":0,"d":"0.0000%"},{"v":0,"d":"0.00"},"I","DIA, ENP",902780]
[1454,"D1.1",null,"D92302","Glukomer FreeStyle Optium Neo","súprava","ABT","GB","set",{"v":0.2,"d":"20.00%"},14.52,14.52,{"v":0,"d":"0.00"},{"v":0,"d":"0.0000%"},{"v":0,"d":"0.00"},"I","DIA, ENP",901819]
[1455,"D1.1",null,"D90102","Glukomer Gluneo","bez príslušenstva","INL","KR","set",{"v":0.2,"d":"20.00%"},14.52,14.52,{"v":0,"d":"0.00"},{"v":0,"d":"0.0000%"},{"v":0,"d":"0.00"},"I","DIA, ENP",902780]
[1456,"D1.1",null,"D94612","Glukomer Gluneo Lite","bez príslušenstva","INL","KR","set",{"v":0.2,"d":"20.00%"},14.52,14.52,{"v":0,"d":"0.00"},{"v":0,"d":"0.0000%"},{"v":0,"d":"0.00"},"I","DIA, ENP",902780]
[1457,"D1.1",null,"D96351","Glukomer Veri-Q, model MGD-1002","s príslušenstvom","MBM","KR","ks",{"v":0.2,"d":"20.00%"},14.52,14.52,{"v":0,"d":"0.00"},{"v":0,"d":"0.0000%"},{"v":0,"d":"0.00"},"I","DIA, ENP",902780]
[1458,"D1.1",null,"D99113","Glukomer Wellion LEONARDO GLU/KET PLUS","mmol; rôzne farby","MUT","AT","set",{"v":0.2,"d":"20.00%"},14.52,14.52,{"v":0,"d":"0.00"},{"v":0,"d":"0.0000%"},{"v":0,"d":"0.00"},"I","DIA, ENP",90278017]
[1459,"D1.1",null,"D76986","Glukometer Accu-Chek Performa","súprava","ROH","DE","set",{"v":0.2,"d":"20.00%"},14.52,14.52,{"v":0,"d":"0.00"},{"v":0,"d":"0.0000%"},{"v":0,"d":"0.00"},"I","DIA, ENP",902780]
[1460,"D1.1",null,"D90812","Glukometer Contour Plus","s príslušenstvom, súprava","BAY","CH","set",{"v":0.2,"d":"20.00%"},14.52,14.52,{"v":0,"d":"0.00"},{"v":0,"d":"0.0000%"},{"v":0,"d":"0.00"},"I","DIA, ENP",902780]
[1461,"D1.1",null,"D94210","Glukometer One Touch Select Plus/Flex","s príslušenstvom","LIF","CH","set",{"v":0.2,"d":"20.00%"},14.52,14.52,{"v":0,"d":"0.00"},{"v":0,"d":"0.0000%"},{"v":0,"d":"0.00"},"I","DIA, ENP",90278017]
[1462,"D1.1",null,"D92963","Glukometer Rightest","s príslušenstvom: 10 prúžkov, 10 lanciet,odberové pero, puzdro, batéria","BNP","TW","set",{"v":0.2,"d":"20.00%"},14.52,14.52,{"v":0,"d":"0.00"},{"v":0,"d":"0.0000%"},{"v":0,"d":"0.00"},"I","DIA, ENP",902780]
[1463,"D1.1",null,"D87158","Glukometer TD-4235 Mini s príslušenstvom","1ks glukomer, 10 ks test.prúžkov,1ks lancetové pero, 10ks lanciet, puzdro","TAI","TW","set",{"v":0.2,"d":"20.00%"},14.52,14.52,{"v":0,"d":"0.00"},{"v":0,"d":"0.0000%"},{"v":0,"d":"0.00"},"I","DIA, ENP",902780]
[1464,"D1.1",null,"D88831","Glukometer Wellion Calla light Blackberry",null,"MUT","AT","set",{"v":0.2,"d":"20.00%"},14.52,14.52,{"v":0,"d":"0.00"},{"v":0,"d":"0.0000%"},{"v":0,"d":"0.00"},"I","DIA, ENP",90278017]
[1465,"D1.1",null,"D79823","OneTouch Select","príslušenstvo:10 prúžkov, 10 lanciet,odberové pero, puzdro, batéria, výmenný nástavec, kontrolný roztok","LIF","US","set",{"v":0.2,"d":"20.00%"},14.52,14.52,{"v":0,"d":"0.00"},{"v":0,"d":"0.0000%"},{"v":0,"d":"0.00"},"I","DIA, ENP",902780]
[1466,"D1.1",null,"D90280","Systém merací Wellion LUNA duo s príslušenstvom","na meranie glukózy, rôzne farby","MUT","AT","set",{"v":0.2,"d":"20.00%"},14.52,14.52,{"v":0,"d":"0.00"},{"v":0,"d":"0.0000%"},{"v":0,"d":"0.00"},"I","DIA, ENP",90278017]
[1467,"D1.1","Z","D89735","TD - 4116 Next","glukometer pre inzulínový režim","TAI","TW","set",{"v":0.2,"d":"20.00%"},14.52,14.52,{"v":0,"d":"0.00"},{"v":0,"d":"0.0000%"},{"v":0,"d":"0.00"},"I","DIA, ENP",90183190]
[1468,"D1.1",null,"D69848","FreeStyle Optium - súprava","príslušenstvo: 10 ks prúžkov, 10 ks lanciet,lancetové pero","ABT","GB","set",{"v":0.2,"d":"20.00%"},22.56,14.52,8.04,{"v":0.356383,"d":"35.6383%"},{"v":0,"d":"0.00"},"S","DIA, ENP",902780]
[1469,"D1.1",null,"D97976","Glukomer Conex Smart","súprava","VVC","US","ks",{"v":0.2,"d":"20.00%"},{"v":30,"d":"30.00"},14.52,15.48,{"v":0.516,"d":"51.6000%"},{"v":0,"d":"0.00"},"S","DIA, ENP",90189085]
[1470,{"$nulls":3},"D1.2 Glukomery pre inzulínový režim","s hlasovým výstupom",{"$nulls":10},89.6,"set"]
[1471,"D1.2",null,"D88835","Glukometer Wellion Calla Dialog","glukomer so zvukovým oznamovaním nameraných hodnôt","MED","AT","set",{"v":0.2,"d":"20.00%"},{"v":89.6,"d":"89.60"},{"v":89.6,"d":"89.60"},{"v":0,"d":"0.00"},{"v":0,"d":"0.0000%"},{"v":0,"d":"0.00"},"I","DIA,ENP",90278017]
[1472,"D1.2","Z","D75439","SensoCard Plus","príslušenstvo: 25 ks prúžkov, 8 ks lanciet,odberové pero, puzdro","ELO","HU","set",{"v":0.2,"d":"20.00%"},{"v":89.6,"d":"89.60"},{"v":89.6,"d":"89.60"},{"v":0,"d":"0.00"},{"v":0,"d":"0.0000%"},{"v":0,"d":"0.00"},"I","DIA,ENP",902780]
[1473,{"$nulls":3},"D2 Kontrolné roztoky ku glukometrom",{"$nulls":11},8.5,"bal"]
[1474,"D2","Z","D96355","Omnitest 5 control","kontrolné roztoky 2x3,5ml","BME","DE","bal",{"v":0.2,"d":"20.00%"},{"v":8.5,"d":"8.50"},{"v":8.5,"d":"8.50"},{"v":0,"d":"0.00"},{"v":0,"d":"0.0000%"},{"v":0,"d":"0.00"},"I","DIA,ENP",902780]
[1475,{"$nulls":3},"D3 TESTOVACIE PRÚŽKY NA STANOVENIE GLUKÓZY V KRVI GLUKOMEROM",{"$nulls":11},0.2054,"ks"]
[1476,"D3",null,"D83693","Contour Link testovacie prúžky","2 x 50 ks","BAY","CH","bal",{"v":0.1,"d":"10.00%"},19.73,19.73,{"v":0,"d":"0.00"},{"v":0,"d":"0.0000%"},{"v":0,"d":"0.00"},"I","DIA,ENP",38220000]
[1477,"D3",null,"D91494","DANA DIABECARE R","2x25 ks","SOV","KR","bal",{"v":0.1,"d":"10.00%"},10.27,10.27,{"v":0,"d":"0.00"},{"v":0,"d":"0.0000%"},{"v":0,"d":"0.00"},"I","DIA,ENP",3822]
[1478,"D3",null,"D75029","Finetest","2x 25 ks","INL","KR","bal",{"v":0.1,"d":"10.00%"},10.27,10.27,{"v":0,"d":"0.00"},{"v":0,"d":"0.0000%"},{"v":0,"d":"0.00"},"I","DIA,ENP",3822]
[1479,"D3",null,"D45780","FreeStyle Optium","1x50ks","ABT","US","bal",{"v":0.1,"d":"10.00%"},10.27,10.27,{"v":0,"d":"0.00"},{"v":0,"d":"0.0000%"},{"v":0,"d":"0.00"},"I","DIA,ENP",3822]
[1480,"D3",null,"D92964","Prúžky ku Glukometru Rightest","2 x 25 ks","BNP","TW","bal",{"v":0.1,"d":"10.00%"},10.27,10.27,{"v":0,"d":"0.00"},{"v":0,"d":"0.0000%"},{"v":0,"d":"0.00"},"I","DIA,ENP",3822]
[1481,"D3","Z","D90813","Prúžky testovacie Contour Plus","Balenie = 1 x 50 ks","BAY","CH","bal",{"v":0.1,"d":"10.00%"},10.27,10.27,{"v":0,"d":"0.00"},{"v":0,"d":"0.0000%"},{"v":0,"d":"0.00"},"I","DIA,ENP",38220000]
[1482,"D3",null,"D94613","Prúžky testovacie Gluneo Lite","50ks","INL","KR","bal",{"v":0.1,"d":"10.00%"},10.27,10.27,{"v":0,"d":"0.00"},{"v":0,"d":"0.0000%"},{"v":0,"d":"0.00"},"I","DIA,ENP",3822]
[1483,"D3",null,"D96681","Prúžky testovacie MED TRUST Light","na meranie hladiny glukózy; 50 ks","MUT","AT","bal",{"v":0.1,"d":"10.00%"},10.27,10.27,{"v":0,"d":"0.00"},{"v":0,"d":"0.0000%"},{"v":0,"d":"0.00"},"I","DIA,ENP",902780]
[1484,"D3",null,"D87159","Prúžky testovacie TD-4335","2x25 ks","TAI","TW","bal",{"v":0.1,"d":"10.00%"},10.27,10.27,{"v":0,"d":"0.00"},{"v":0,"d":"0.0000%"},{"v":0,"d":"0.00"},"I","DIA,ENP",3822]
[1485,"D3",null,"D92695","Prúžky testovacie Veri-Q","ku glukometrom Veri-Q MGD; 50ks","MBM","KR","bal",{"v":0.1,"d":"10.00%"},10.27,10.27,{"v":0,"d":"0.00"},{"v":0,"d":"0.0000%"},{"v":0,"d":"0.00"},"I","DIA,ENP",3822]
[1486,"D3",null,"D99119","Prúžky testovacie Wellion LEONARDO GLU","50 ks","MUT","AT","bal",{"v":0.1,"d":"10.00%"},10.27,10.27,{"v":0,"d":"0.00"},{"v":0,"d":"0.0000%"},{"v":0,"d":"0.00"},"I","DIA,ENP",38220000]
[1487,"D3",null,"D0500A","Testovacie prúžky Bioland G-427BS","2x25ks na stanovenie hladiny glukózy v krvi","BLN","CN","ks",{"v":0.1,"d":"10.00%"},10.27,10.27,{"v":0,"d":"0.00"},{"v":0,"d":"0.0000%"},{"v":0,"d":"0.00"},"I","DIA,ENP",38220000]
[1488,"D3",null,"D92825","Testovacie prúžky FORA Diamond","pre DM10/DM20/DM30/DM40, 1 x 50ks","FOA","CH","bal",{"v":0.1,"d":"10.00%"},10.27,10.27,{"v":0,"d":"0.00"},{"v":0,"d":"0.0000%"},{"v":0,"d":"0.00"},"I","DIA,ENP",3822]
[1489,"D3",null,"D79824","OneTouch Select","á 50 ks (2 x 25 ks)","LIF","US","bal",{"v":0.1,"d":"10.00%"},11.34,10.27,1.07,{"v":0.09435600000000001,"d":"9.4356%"},{"v":0,"d":"0.00"},"S","DIA,ENP",3822]
[1490,"D3",null,"D96354","Omnitest 5 strips","testovacie prúžky 2x25ks","BME","DE","bal",{"v":0.1,"d":"10.00%"},11.72,10.27,1.45,{"v":0.12372,"d":"12.3720%"},{"v":0,"d":"0.00"},"S","DIA,ENP",3822]
[1491,"D3",null,"D0147A","Prúžky ku glukomeru Diawin Medisign G83","50 ks","TIJ","CN","ks",{"v":0.1,"d":"10.00%"},11.72,10.27,1.45,{"v":0.12372,"d":"12.3720%"},{"v":0,"d":"0.00"},"S","DIA,ENP",90189085]
[1492,"D3",null,"D98853","Prúžky testovacie Accu-Chek Instant 50 (07819382)","50 ks, ku glukomeru Accu-Chek Instant","ROH","DE","bal",{"v":0.1,"d":"10.00%"},11.72,10.27,1.45,{"v":0.12372,"d":"12.3720%"},{"v":0,"d":"0.00"},"S","DIA,ENP",3822]
[1493,"D3",null,"D90388","2in1 STEP-SMART testovacie prúžky","50 ks (2 x 25 ks)","VPD","SI","bal",{"v":0.1,"d":"10.00%"},11.73,10.27,1.46,{"v":0.124467,"d":"12.4467%"},{"v":0,"d":"0.00"},"S","DIA,ENP",3822]
[1494,"D3",null,"D58789","Accu- Chek Active Glucose","1x50 ks","ROH","DE","bal",{"v":0.1,"d":"10.00%"},11.73,10.27,1.46,{"v":0.124467,"d":"12.4467%"},{"v":0,"d":"0.00"},"S","DIA,ENP",3822]
[1495,"D3",null,"D76989","Accu-Chek Performa","1x 50","ROH","DE","bal",{"v":0.1,"d":"10.00%"},11.73,10.27,1.46,{"v":0.124467,"d":"12.4467%"},{"v":0,"d":"0.00"},"S","DIA,ENP",3822]
[1496,"D3",null,"D80720","Contour Link","1x50 ks","BAY","CH","bal",{"v":0.1,"d":"10.00%"},11.73,10.27,1.46,{"v":0.124467,"d":"12.4467%"},{"v":0,"d":"0.00"},"S","DIA,ENP",3822]
[1497,"D3",null,"D79076","Contour TS testovacie prúžky","á 1x 50 ks","BAY","CH","bal",{"v":0.1,"d":"10.00%"},11.73,10.27,1.46,{"v":0.124467,"d":"12.4467%"},{"v":0,"d":"0.00"},"S","DIA,ENP",3822]
[1498,"D3",null,"D79511","Finetest-Evolution","Evolution Blood Glucose-test strip, 1x 50 ks","INL","KR","bal",{"v":0.1,"d":"10.00%"},11.73,10.27,1.46,{"v":0.124467,"d":"12.4467%"},{"v":0,"d":"0.00"},"S","DIA,ENP",3822]
[1499,"D3",null,"D36621","Omnitest senzor","2x25 ks","BME","DE","bal",{"v":0.1,"d":"10.00%"},11.73,10.27,1.46,{"v":0.124467,"d":"12.4467%"},{"v":0,"d":"0.00"},"S","DIA,ENP",3822]
[1500,"D3",null,"D64942","One Touch Ultra","2x25 ks","LIF","US","bal",{"v":0.1,"d":"10.00%"},11.73,10.27,1.46,{"v":0.124467,"d":"12.4467%"},{"v":0,"d":"0.00"},"S","DIA,ENP",3822]
[1501,"D3",null,"D94211","Prúžky testovacie ku glukometru One Touch Select Plus","1x 50ks","LIF","CH","bal",{"v":0.1,"d":"10.00%"},11.73,10.27,1.46,{"v":0.124467,"d":"12.4467%"},{"v":0,"d":"0.00"},"S","DIA,ENP",38220000]
[1502,"D3",null,"D90277","Prúžky testovacie Wellion LUNA GLU","k prístroju LUNA; 50ks","MUT","AT","bal",{"v":0.1,"d":"10.00%"},11.73,10.27,1.46,{"v":0.124467,"d":"12.4467%"},{"v":0,"d":"0.00"},"S","DIA,ENP",30063000]
[1503,"D3",null,"D83143","SD Check Gold","2x25 ks","STN","KR","bal",{"v":0.1,"d":"10.00%"},11.73,10.27,1.46,{"v":0.124467,"d":"12.4467%"},{"v":0,"d":"0.00"},"S","DIA,ENP",90189085]
[1504,"D3",null,"D86483","SD CodeFree","2x25ks","SD","KR","bal",{"v":0.1,"d":"10.00%"},11.73,10.27,1.46,{"v":0.124467,"d":"12.4467%"},{"v":0,"d":"0.00"},"S","DIA,ENP",90189085]
[1505,"D3",null,"D90103","testovacie prúžky Gluneo","50 ks","INL","KR","bal",{"v":0.1,"d":"10.00%"},11.73,10.27,1.46,{"v":0.124467,"d":"12.4467%"},{"v":0,"d":"0.00"},"S","DIA,ENP",3822]
[1506,"D3",null,"D79821","Optium Omega","1x50 ks","ABT","US","bal",{"v":0.1,"d":"10.00%"},14.52,10.27,4.25,{"v":0.2927,"d":"29.2700%"},{"v":0,"d":"0.00"},"S","DIA,ENP",3822]
[1507,"D3",null,"D75440","SensoCard","2x25 ks","ELO","HU","bal",{"v":0.1,"d":"10.00%"},14.52,10.27,4.25,{"v":0.2927,"d":"29.2700%"},{"v":0,"d":"0.00"},"S","DIA,ENP",3822]
[1508,"D3",null,"D97977","Prúžky testovacie Conex Smart","ku glukometru, 2x25ks","VVC","US","bal",{"v":0.1,"d":"10.00%"},16.62,10.27,6.35,{"v":0.38207,"d":"38.2070%"},{"v":0,"d":"0.00"},"S","DIA,ENP",90189085]
[1509,"D3",null,"D90394","3in1 Glu testovacie prúžky","50 ks","VPD","SI","bal",{"v":0.1,"d":"10.00%"},18.51,10.27,8.24,{"v":0.44516500000000003,"d":"44.5165%"},{"v":0,"d":"0.00"},"S","DIA,ENP",3822]
[1510,{"$nulls":3},"D3.1 Testovacie prúžky na stanovenie ketolátok z krvi","Testovacie prúžky na stanovenie ketolátok z kvi u diabetikov 1.typu ( intenzifikovaný režim a inzulínové pumpy )",{"$nulls":10},1.456,"ks"]
[1511,"D3.1",null,"D53685","Prúžky testovacie FreeStyle Optium beta-Ketone","á 10ks, zistenie hladiny ketónov v krvi","ABT","GB","bal",{"v":0.1,"d":"10.00%"},14.56,14.56,{"v":0,"d":"0.00"},{"v":0,"d":"0.0000%"},{"v":0,"d":"0.00"},"I","DIA, ENP",3822]
[1512,"D3.1","Z","D99123","Prúžky testovacie Wellion LEONARDO KET","10 ks","MUT","AT","bal",{"v":0.1,"d":"10.00%"},14.56,14.56,{"v":0,"d":"0.00"},{"v":0,"d":"0.0000%"},{"v":0,"d":"0.00"},"I","DIA, ENP",38220000]
[1513,{"$nulls":3},"D4 Lancetové perá",{"$nulls":11},8.77,"ks"]
[1514,"D4",null,"D0499A","Odberové pero Bioland","na odobratie vrzorky krvi pre stanovenie hladiny glukózy","BLN","CN","ks",{"v":0.2,"d":"20.00%"},8.44,8.44,{"v":0,"d":"0.00"},{"v":0,"d":"0.0000%"},{"v":0,"d":"0.00"},"I","DIA,ENP",9018084]
[1515,"D4",null,"D91251","OneTouch Delica","bez príslušenstva","LIF","CH","ks",{"v":0.2,"d":"20.00%"},8.44,8.44,{"v":0,"d":"0.00"},{"v":0,"d":"0.0000%"},{"v":0,"d":"0.00"},"I","DIA,ENP",90278017]
[1516,"D4",null,"D96968","Pero odberové lancetové FreeStyle Lancing Device II","pre lancety FreeStyle / Thin Lancets","OWE","US","ks",{"v":0.2,"d":"20.00%"},8.76,8.76,{"v":0,"d":"0.00"},{"v":0,"d":"0.0000%"},{"v":0,"d":"0.00"},"I","DIA,ENP",902780]
[1517,"D4",null,"D74238","CLEVER CHEK TD","bez príslušenstva","TAI","TW","ks",{"v":0.2,"d":"20.00%"},8.77,8.77,{"v":0,"d":"0.00"},{"v":0,"d":"0.0000%"},{"v":0,"d":"0.00"},"I","DIA,ENP",902780]
[1518,"D4",null,"D85805","Finetest","bez príslušenstva","WUX","CN","ks",{"v":0.2,"d":"20.00%"},8.77,8.77,{"v":0,"d":"0.00"},{"v":0,"d":"0.0000%"},{"v":0,"d":"0.00"},"I","DIA,ENP",90183900]
[1519,"D4","Z","D29726","Microlet-set","príslušenstvo: 1x5 ks lanciet","BAY","DE","ks",{"v":0.2,"d":"20.00%"},8.77,8.77,{"v":0,"d":"0.00"},{"v":0,"d":"0.0000%"},{"v":0,"d":"0.00"},"I","DIA,ENP",902780]
[1520,"D4",null,"D58792","Accu- Check Softclix","bez príslušenstva","ROH","DE","ks",{"v":0.2,"d":"20.00%"},9.09,8.77,0.32,{"v":0.035204,"d":"3.5204%"},{"v":0,"d":"0.00"},"S","DIA,ENP",902780]
[1521,"D4",null,"D92587","Odberové pero Accu-Chek FastClix",null,"ROH","DE","ks",{"v":0.2,"d":"20.00%"},9.58,8.77,0.81,{"v":0.084551,"d":"8.4551%"},{"v":0,"d":"0.00"},"S","DIA,ENP",902780]
[1522,{"$nulls":3},"D5 Lancety pre lancetové perá",{"$nulls":11},0.076,"ks"]
[1523,"D5",null,"D88705","Lanceta sterilná WELL208","1 x 200 ks","MUT","AT","bal",{"v":0.2,"d":"20.00%"},{"v":8.4,"d":"8.40"},{"v":8.4,"d":"8.40"},{"v":0,"d":"0.00"},{"v":0,"d":"0.0000%"},{"v":0,"d":"0.00"},"I","DIA,ENP",90183900]
[1524,"D5",null,"D88704","Lanceta sterilná WELL208","1 x 100 ks","MUT","AT","bal",{"v":0.2,"d":"20.00%"},{"v":7.2,"d":"7.20"},{"v":7.2,"d":"7.20"},{"v":0,"d":"0.00"},{"v":0,"d":"0.0000%"},{"v":0,"d":"0.00"},"I","DIA,ENP",90183900]
[1525,"D5",null,"D95305","Lanceta sterilná FreeStyle","28G","FAC","US","ks",{"v":0.2,"d":"20.00%"},3.79,3.79,{"v":0,"d":"0.00"},{"v":0,"d":"0.0000%"},{"v":0,"d":"0.00"},"I","DIA,ENP",90183900]
[1526,"D5",null,"D87632","Lanceta sterilná DROPLET","na získanie vzorky kapilárnej krvi","HTL","PL","bal",{"v":0.2,"d":"20.00%"},7.59,7.59,{"v":0,"d":"0.00"},{"v":0,"d":"0.0000%"},{"v":0,"d":"0.00"},"I","DIA,ENP",902780]
[1527,"D5",null,"D98444","Lancety sterilné Twist/Soft/Clever","30G","SRZ","CN","bal",{"v":0.2,"d":"20.00%"},7.59,7.59,{"v":0,"d":"0.00"},{"v":0,"d":"0.0000%"},{"v":0,"d":"0.00"},"I","DIA,ENP",90183900]
[1528,"D5",null,"D41410","Microlet lancety","1x200 ks","BAY","US","bal",{"v":0.2,"d":"20.00%"},15.19,15.19,{"v":0,"d":"0.00"},{"v":0,"d":"0.0000%"},{"v":0,"d":"0.00"},"I","DIA,ENP",902780]
[1529,"D5",null,"D72302","Accu-Chek SC","1x25ks","ROH","CH","bal",{"v":0.2,"d":"20.00%"},{"v":1.9,"d":"1.90"},{"v":1.9,"d":"1.90"},{"v":0,"d":"0.00"},{"v":0,"d":"0.0000%"},{"v":0,"d":"0.00"},"I","DIA,ENP",902780]
[1530,"D5",null,"D29725","Microlet lancety","1x25 ks","BAY","US","bal",{"v":0.2,"d":"20.00%"},{"v":1.9,"d":"1.90"},{"v":1.9,"d":"1.90"},{"v":0,"d":"0.00"},{"v":0,"d":"0.0000%"},{"v":0,"d":"0.00"},"I","DIA,ENP",902780]
[1531,"D5",null,"D91252","OneTouch Delica","1x25ks","LIF","CH","bal",{"v":0.2,"d":"20.00%"},{"v":1.9,"d":"1.90"},{"v":1.9,"d":"1.90"},{"v":0,"d":"0.00"},{"v":0,"d":"0.0000%"},{"v":0,"d":"0.00"},"I","DIA,ENP",90278017]
[1532,"D5",null,"D75957","PRONTO DIGITEST","1x 25 ks, 25 ks tampónov","ART","IT","bal",{"v":0.2,"d":"20.00%"},{"v":1.9,"d":"1.90"},{"v":1.9,"d":"1.90"},{"v":0,"d":"0.00"},{"v":0,"d":"0.0000%"},{"v":0,"d":"0.00"},"I","DIA,ENP",902780]
[1533,"D5",null,"D53684","Lanceta, 50 ks","1x50 ks","ABT","US","bal",{"v":0.2,"d":"20.00%"},{"v":3.8,"d":"3.80"},{"v":3.8,"d":"3.80"},{"v":0,"d":"0.00"},{"v":0,"d":"0.0000%"},{"v":0,"d":"0.00"},"I","DIA,ENP",902780]
[1534,"D5",null,"D92826","Lancety sterilné FORA","1 x 50ks","FOA","CH","bal",{"v":0.2,"d":"20.00%"},{"v":3.8,"d":"3.80"},{"v":3.8,"d":"3.80"},{"v":0,"d":"0.00"},{"v":0,"d":"0.0000%"},{"v":0,"d":"0.00"},"I","DIA,ENP",902780]
[1535,"D5",null,"D68492","Accu- Check Softclix","1x100 ks","ROH","DE","bal",{"v":0.2,"d":"20.00%"},{"v":7.6,"d":"7.60"},{"v":7.6,"d":"7.60"},{"v":0,"d":"0.00"},{"v":0,"d":"0.0000%"},{"v":0,"d":"0.00"},"I","DIA,ENP",902780]
[1536,"D5",null,"D74239","LANCETY CLEVER CHEK TD","1x 100ks","TAI","TW","bal",{"v":0.2,"d":"20.00%"},{"v":7.6,"d":"7.60"},{"v":7.6,"d":"7.60"},{"v":0,"d":"0.00"},{"v":0,"d":"0.0000%"},{"v":0,"d":"0.00"},"I","DIA,ENP",902780]
[1537,"D5","Z","D64944","Ultra Soft","1x100 ks","LIF","US","bal",{"v":0.2,"d":"20.00%"},{"v":7.6,"d":"7.60"},{"v":7.6,"d":"7.60"},{"v":0,"d":"0.00"},{"v":0,"d":"0.0000%"},{"v":0,"d":"0.00"},"I","DIA,ENP",902780]
[1538,"D5",null,"D58793","Accu- Check Softclix","1x200 ks","ROH","DE","bal",{"v":0.2,"d":"20.00%"},15.21,{"v":15.2,"d":"15.20"},0.01,{"v":0.0006569999999999999,"d":"0.0657%"},{"v":0,"d":"0.00"},"S","DIA,ENP",902780]
[1539,"D5",null,"D90696","Lanceta bezpečnostná Wellion","1x200 ks","MUT","AT","bal",{"v":0.2,"d":"20.00%"},15.21,{"v":15.2,"d":"15.20"},0.01,{"v":0.0006569999999999999,"d":"0.0657%"},{"v":0,"d":"0.00"},"S","DIA,ENP",90183900]
[1540,"D5",null,"D85650","Gluco Check","1x100 ks","SEH","KR","bal",{"v":0.2,"d":"20.00%"},8.35,{"v":7.6,"d":"7.60"},0.75,{"v":0.08982,"d":"8.9820%"},{"v":0,"d":"0.00"},"S","DIA,ENP",90183900]
[1541,"D5",null,"D91979","Lanceta bezpečnostná Wellion","25 kusov,rôzne priemery","MUT","AT","bal",{"v":0.2,"d":"20.00%"},2.32,{"v":1.9,"d":"1.90"},0.42,{"v":0.181034,"d":"18.1034%"},{"v":0,"d":"0.00"},"S","DIA,ENP",90183900]
[1542,"D5",null,"D92589","Zásobník lancetový Accu-Chek FastClix","do odberového pera, 17x6ks lanciet","ROH","DE","bal",{"v":0.2,"d":"20.00%"},9.86,7.75,2.11,{"v":0.213996,"d":"21.3996%"},{"v":0,"d":"0.00"},"S","DIA,ENP",902780]
[1543,"D5",null,"D21334","Sterilná lanceta Haemolance,lancety bez prístroja na odber krvi","150 ks","HAE","SE","bal",{"v":0.2,"d":"20.00%"},17.01,{"v":11.4,"d":"11.40"},5.61,{"v":0.32980600000000004,"d":"32.9806%"},{"v":0,"d":"0.00"},"S","DIA,ENP",902780]
[1544,"D5",null,"D99670","Lanceta na odber krvi Conex","28G, 100ks","PMV","CN","bal",{"v":0.2,"d":"20.00%"},7.59,1.51,6.08,{"v":0.801054,"d":"80.1054%"},{"v":0,"d":"0.00"},"S","DIA,ENP",90183900]
[1545,{"$nulls":3},"D6 Inzulínové pero s možnosťou dávkovania 1 a  viac  IU",{"$nulls":11},38.04,"ks"]
[1546,"D6",null,"D99169","Pero inzulínové AllStar Pro","Silver / Cobalt Blue","SAS","DE","ks",{"v":0.2,"d":"20.00%"},33.12,33.12,{"v":0,"d":"0.00"},{"v":0,"d":"0.0000%"},{"v":0,"d":"0.00"},"I","DIA,ENP",90183110]
[1547,"D6",null,"D90643","HumaPen Savvio","aplikátor inzulínu pre 3 ml náplne","ELL","US","ks",{"v":0.2,"d":"20.00%"},33.15,33.15,{"v":0,"d":"0.00"},{"v":0,"d":"0.0000%"},{"v":0,"d":"0.00"},"I","DIA,ENP",90183190]
[1548,"D6","Z","D73389","NovoPen 4","3 ml","NNO","DK","ks",{"v":0.2,"d":"20.00%"},38.04,38.04,{"v":0,"d":"0.00"},{"v":0,"d":"0.0000%"},{"v":0,"d":"0.00"},"I","DIA,ENP",9018319000]
[1549,"D6",null,"D88591","Novo Pen ECHO","s pamäťou poslednej dávky","NNO","DK","ks",{"v":0.2,"d":"20.00%"},47.68,38.04,9.64,{"v":0.202181,"d":"20.2181%"},{"v":0,"d":"0.00"},"S","DIA,ENP",90183190]
[1550,{"$nulls":3},"D7 Inzulínové pero s možnosťou dávkovania 0,5 IU",{"$nulls":11},47.52,"ks"]
[1551,"D7",null,"D80686","HumaPen Luxura HD","aplikátor inzulínu","ELL","US","ks",{"v":0.2,"d":"20.00%"},31.97,31.97,{"v":0,"d":"0.00"},{"v":0,"d":"0.0000%"},{"v":0,"d":"0.00"},"I","DIA,ENP",9018319000]
[1552,"D7","Z","D92427","JuniorSTAR inzulínové pero","strieborné / červené / modré","HSE","DE","ks",{"v":0.2,"d":"20.00%"},47.52,47.52,{"v":0,"d":"0.00"},{"v":0,"d":"0.0000%"},{"v":0,"d":"0.00"},"I","DIA,ENP",90183110]
[1553,{"$nulls":3},"D8 Ihly k aplikácii liečiv u diabetikov pomocou pera",{"$nulls":11},0.1315,"ks"]
[1554,"D8",null,"D88843","Ihla Wellion Medfine plus Penneedles 10 mm","na aplikáciu inzulínu pomocou pera","MUT","AT","bal",{"v":0.2,"d":"20.00%"},8.51,8.51,{"v":0,"d":"0.00"},{"v":0,"d":"0.0000%"},{"v":0,"d":"0.00"},"I","DIA,ENP",90183900]
[1555,"D8",null,"D88844","Ihla Wellion Medfine plus Penneedles 12 mm","na aplikáciu inzulínu pomocou pera","MUT","AT","bal",{"v":0.2,"d":"20.00%"},8.51,8.51,{"v":0,"d":"0.00"},{"v":0,"d":"0.0000%"},{"v":0,"d":"0.00"},"I","DIA,ENP",90183900]
[1556,"D8",null,"D91980","Ihla Wellion MEDFINE Plus Penneedles 4 mm","4 mm","MUT","AT","bal",{"v":0.2,"d":"20.00%"},8.51,8.51,{"v":0,"d":"0.00"},{"v":0,"d":"0.0000%"},{"v":0,"d":"0.00"},"I","DIA,ENP",90183900]
[1557,"D8",null,"D78792","Insupen G 31","1x100 ks, 0,25 x 6 mm","ART","IT","bal",{"v":0.2,"d":"20.00%"},8.87,8.87,{"v":0,"d":"0.00"},{"v":0,"d":"0.0000%"},{"v":0,"d":"0.00"},"I","DIA,ENP",9018319000]
[1558,"D8",null,"D80136","ihly INSUPEN G32 8mm","Ihly pre všetky inzulínové perá","ART","IT","bal",{"v":0.2,"d":"20.00%"},9.33,9.33,{"v":0,"d":"0.00"},{"v":0,"d":"0.0000%"},{"v":0,"d":"0.00"},"I","DIA,ENP",9018319000]
[1559,"D8",null,"D80137","ihly INSUPEN G32 6mm","Ihly pre všetky inzulínové perá","ART","IT","bal",{"v":0.2,"d":"20.00%"},9.42,9.42,{"v":0,"d":"0.00"},{"v":0,"d":"0.0000%"},{"v":0,"d":"0.00"},"I","DIA,ENP",9018319000]
[1560,"D8",null,"D92801","Ihla do inzulínového pera INPEN","6mm, 31G / 100ks","ANH","CN","bal",{"v":0.2,"d":"20.00%"},9.73,9.73,{"v":0,"d":"0.00"},{"v":0,"d":"0.0000%"},{"v":0,"d":"0.00"},"I","DIA,ENP",90183190]
[1561,"D8",null,"D78791","Insupen G 30","1x100 ks, 0,3O x 8 mm","ART","IT","bal",{"v":0.2,"d":"20.00%"},9.73,9.73,{"v":0,"d":"0.00"},{"v":0,"d":"0.0000%"},{"v":0,"d":"0.00"},"I","DIA,ENP",9018319000]
[1562,"D8",null,"D92803","Ihla do inzulínového pera INPEN","12mm, 29G / 100ks","ANH","CN","bal",{"v":0.2,"d":"20.00%"},10.37,10.37,{"v":0,"d":"0.00"},{"v":0,"d":"0.0000%"},{"v":0,"d":"0.00"},"I","DIA,ENP",90183190]
[1563,"D8",null,"D88841","Ihla Wellion Medfine plus Penneedles 6 mm","na aplikáciu inzulínu pomocou pera","MUT","AT","bal",{"v":0.2,"d":"20.00%"},10.76,10.76,{"v":0,"d":"0.00"},{"v":0,"d":"0.0000%"},{"v":0,"d":"0.00"},"I","DIA,ENP",90183900]
[1564,"D8",null,"D88842","Ihla Wellion Medfine plus Penneedles 8 mm","na aplikáciu inzulínu pomocou pera","MUT","AT","bal",{"v":0.2,"d":"20.00%"},10.76,10.76,{"v":0,"d":"0.00"},{"v":0,"d":"0.0000%"},{"v":0,"d":"0.00"},"I","DIA,ENP",90183900]
[1565,"D8",null,"D92802","Ihla do inzulínového pera INPEN","8mm, 30G / 100ks","ANH","CN","bal",{"v":0.2,"d":"20.00%"},10.89,10.89,{"v":0,"d":"0.00"},{"v":0,"d":"0.0000%"},{"v":0,"d":"0.00"},"I","DIA,ENP",90183190]
[1566,"D8",null,"D21050","Novo Fine 30G","1x100 ks, 0,3 x 8 mm","NOO","DK","bal",{"v":0.2,"d":"20.00%"},11.56,11.56,{"v":0,"d":"0.00"},{"v":0,"d":"0.0000%"},{"v":0,"d":"0.00"},"I","DIA,ENP",9018319000]
[1567,"D8",null,"D29276","BD inzulínové ihly","1x100 ks, 0,33 x 12,7mm 29G","BDH","US","bal",{"v":0.2,"d":"20.00%"},11.58,11.58,{"v":0,"d":"0.00"},{"v":0,"d":"0.0000%"},{"v":0,"d":"0.00"},"I","DIA,ENP",9018319000]
[1568,"D8",null,"D36980","Novofine 31 G","1x100 ks, 0,31 x 6 mm","NOO","DK","bal",{"v":0.2,"d":"20.00%"},11.71,11.71,{"v":0,"d":"0.00"},{"v":0,"d":"0.0000%"},{"v":0,"d":"0.00"},"I","DIA,ENP",9018319000]
[1569,"D8",null,"D93831","Ihly do inzulínového pera Verifine","8mm x 30G / 100ks","PMV","CA","bal",{"v":0.2,"d":"20.00%"},12.34,12.34,{"v":0,"d":"0.00"},{"v":0,"d":"0.0000%"},{"v":0,"d":"0.00"},"I","DIA,ENP",90183900]
[1570,"D8",null,"D93832","Ihly do inzulínového pera Verifine","6mm x 31G / 100ks","PMV","CA","bal",{"v":0.2,"d":"20.00%"},12.34,12.34,{"v":0,"d":"0.00"},{"v":0,"d":"0.0000%"},{"v":0,"d":"0.00"},"I","DIA,ENP",90183900]
[1571,"D8",null,"D93833","Ihly do inzulínového pera Verifine","5mm x 31G / 100ks","PMV","CA","bal",{"v":0.2,"d":"20.00%"},12.34,12.34,{"v":0,"d":"0.00"},{"v":0,"d":"0.0000%"},{"v":0,"d":"0.00"},"I","DIA,ENP",90183900]
[1572,"D8",null,"D99951","Ihla do inzulínového pera BD","31G / 6mm; 100ks","BDH","US","bal",{"v":0.2,"d":"20.00%"},13.13,13.13,{"v":0,"d":"0.00"},{"v":0,"d":"0.0000%"},{"v":0,"d":"0.00"},"I","DIA,ENP",90183190]
[1573,"D8",null,"D98176","Ihla do inzulínového pera Conex","5mm, 31G / 100ks","PMV","CN","bal",{"v":0.2,"d":"20.00%"},13.13,13.13,{"v":0,"d":"0.00"},{"v":0,"d":"0.0000%"},{"v":0,"d":"0.00"},"I","DIA,ENP",90183900]
[1574,"D8",null,"D98177","Ihla do inzulínového pera Conex","6mm, 31G / 100ks","PMV","CN","bal",{"v":0.2,"d":"20.00%"},13.13,13.13,{"v":0,"d":"0.00"},{"v":0,"d":"0.0000%"},{"v":0,"d":"0.00"},"I","DIA,ENP",90183900]
[1575,"D8",null,"D98178","Ihla do inzulínového pera Conex","8mm, 31G / 100ks","PMV","CN","bal",{"v":0.2,"d":"20.00%"},13.13,13.13,{"v":0,"d":"0.00"},{"v":0,"d":"0.0000%"},{"v":0,"d":"0.00"},"I","DIA,ENP",90183900]
[1576,"D8",null,"D98179","Ihla do inzulínového pera Conex","8mm, 30G / 100ks","PMV","CN","bal",{"v":0.2,"d":"20.00%"},13.13,13.13,{"v":0,"d":"0.00"},{"v":0,"d":"0.0000%"},{"v":0,"d":"0.00"},"I","DIA,ENP",90183900]
[1577,"D8",null,"D1200A","Ihla NovoFine Plus k osobným dávkovačom","32G / 4 mm / 100 ks","NNO","DK","ks",{"v":0.2,"d":"20.00%"},13.13,13.13,{"v":0,"d":"0.00"},{"v":0,"d":"0.0000%"},{"v":0,"d":"0.00"},"I","DIA,ENP",90183210]
[1578,"D8",null,"D38381","BD inzulínové ihly","1x 100 ks , 0,25 x 5 mm 31G","BDH","US","bal",{"v":0.2,"d":"20.00%"},13.15,13.15,{"v":0,"d":"0.00"},{"v":0,"d":"0.0000%"},{"v":0,"d":"0.00"},"I","DIA,ENP",9018319000]
[1579,"D8",null,"D29277","BD inzulínové ihly","1x100ks, 0,30 x 8mm 30G","BDH","US","bal",{"v":0.2,"d":"20.00%"},13.15,13.15,{"v":0,"d":"0.00"},{"v":0,"d":"0.0000%"},{"v":0,"d":"0.00"},"I","DIA,ENP",9018319000]
[1580,"D8",null,"D98445","Ihla do inzulínového pera","4-12mm, 29-32G, 100 ks","SRZ","CN","bal",{"v":0.2,"d":"20.00%"},13.15,13.15,{"v":0,"d":"0.00"},{"v":0,"d":"0.0000%"},{"v":0,"d":"0.00"},"I","DIA,ENP",90183900]
[1581,"D8",null,"D92958","Ihla do inzulínového pera Unifine Pentips","100 ks 4mm - 12 mm 29G - 32G","OWE","GB","bal",{"v":0.2,"d":"20.00%"},13.15,13.15,{"v":0,"d":"0.00"},{"v":0,"d":"0.0000%"},{"v":0,"d":"0.00"},"I","DIA,ENP",9018319]
[1582,"D8",null,"D85178","Ihly Fine-Ject 31G","5mm, 1x100ks","MXL","KR","bal",{"v":0.2,"d":"20.00%"},13.15,13.15,{"v":0,"d":"0.00"},{"v":0,"d":"0.0000%"},{"v":0,"d":"0.00"},"I","DIA,ENP",90183110]
[1583,"D8",null,"D85179","Ihly Fine-Ject 31G","6mm, 1x100ks","MXL","KR","bal",{"v":0.2,"d":"20.00%"},13.15,13.15,{"v":0,"d":"0.00"},{"v":0,"d":"0.0000%"},{"v":0,"d":"0.00"},"I","DIA,ENP",90183110]
[1584,"D8",null,"D85180","Ihly Fine-Ject 31G","8mm, 1x100ks","MXL","KR","bal",{"v":0.2,"d":"20.00%"},13.15,13.15,{"v":0,"d":"0.00"},{"v":0,"d":"0.0000%"},{"v":0,"d":"0.00"},"I","DIA,ENP",90183110]
[1585,"D8",null,"D89736","I-Pen","ihly do inzulínového pera 6 mm 31 G (0,25 mm) 1x100 ks","ANH","CH","bal",{"v":0.2,"d":"20.00%"},13.15,13.15,{"v":0,"d":"0.00"},{"v":0,"d":"0.0000%"},{"v":0,"d":"0.00"},"I","DIA,ENP",90183190]
[1586,"D8","Z","D89737","I-Pen","ihly do inzulínového pera 8 mm 30 G (0,30 mm) 1x100 ks","ANH","CH","bal",{"v":0.2,"d":"20.00%"},13.15,13.15,{"v":0,"d":"0.00"},{"v":0,"d":"0.0000%"},{"v":0,"d":"0.00"},"I","DIA,ENP",90183190]
[1587,"D8",null,"D91485","MTE sterilné ihly do inzulínového pera","1x100 ks, 29Gx8mm, 29Gx12mm,31Gx6mm","SIH","CN","bal",{"v":0.2,"d":"20.00%"},14.76,13.15,1.61,{"v":0.109079,"d":"10.9079%"},{"v":0,"d":"0.00"},"S","DIA,ENP",901831]
[1588,{"$nulls":3},"D9 Striekačky so zatavenou ihlou",{"$nulls":11},0.13,"ks"]
[1589,"D9",null,"D31178","BD Micro Fine Insulin Syringes U 100 - 0,3 ml","10 x 10 ks","BDH","IE","ks",{"v":0.2,"d":"20.00%"},0.13,0.13,{"v":0,"d":"0.00"},{"v":0,"d":"0.0000%"},{"v":0,"d":"0.00"},"I","DIA,ENP",9018]
[1590,"D9",null,"D31179","BD Micro Fine Insulin Syringes U 100 - 0,5 ml","10 x 10 ks","BDH","IE","ks",{"v":0.2,"d":"20.00%"},0.13,0.13,{"v":0,"d":"0.00"},{"v":0,"d":"0.0000%"},{"v":0,"d":"0.00"},"I","DIA,ENP",9018]
[1591,"D9",null,"D31180","BD Micro Fine Insulin Syringes U 100 - 1,0 ml","10 x 10 ks","BDH","IE","ks",{"v":0.2,"d":"20.00%"},0.13,0.13,{"v":0,"d":"0.00"},{"v":0,"d":"0.0000%"},{"v":0,"d":"0.00"},"I","DIA,ENP",9018]
[1592,"D9",null,"D77012","INSUMED,  0,5ml","1 x 30 ks","ART","IT","ks",{"v":0.2,"d":"20.00%"},0.13,0.13,{"v":0,"d":"0.00"},{"v":0,"d":"0.0000%"},{"v":0,"d":"0.00"},"I","DIA,ENP",9018]
[1593,"D9",null,"D75953","INSUMED, 0,3ml","1 x 30 ks","ART","IT","ks",{"v":0.2,"d":"20.00%"},0.13,0.13,{"v":0,"d":"0.00"},{"v":0,"d":"0.0000%"},{"v":0,"d":"0.00"},"I","DIA,ENP",9018]
[1594,"D9",null,"D18526","Omnican 100  U-100 / 1 ml","1x100 ks","BME","DE","ks",{"v":0.2,"d":"20.00%"},0.13,0.13,{"v":0,"d":"0.00"},{"v":0,"d":"0.0000%"},{"v":0,"d":"0.00"},"I","DIA,ENP",9018]
[1595,"D9",null,"D18524","Omnican 50  U-100 / 0,5 ml","1x100 ks","BME","DE","ks",{"v":0.2,"d":"20.00%"},0.13,0.13,{"v":0,"d":"0.00"},{"v":0,"d":"0.0000%"},{"v":0,"d":"0.00"},"I","DIA,ENP",9018]
[1596,"D9",null,"D39226","OMNICAN 50 U 100/ 0,5 ml","1x100 ks, 0,30x 8 mm","BME","DE","ks",{"v":0.2,"d":"20.00%"},0.13,0.13,{"v":0,"d":"0.00"},{"v":0,"d":"0.0000%"},{"v":0,"d":"0.00"},"I","DIA,ENP",9018]
[1597,"D9","Z","D77471","Striekačka inzulínová BD Micro Fine Insulin","s ihlou U-100, 30G/0,5ml","BDH","US","ks",{"v":0.2,"d":"20.00%"},0.13,0.13,{"v":0,"d":"0.00"},{"v":0,"d":"0.0000%"},{"v":0,"d":"0.00"},"I","DIA,ENP",90183110]
[1598,{"$nulls":3},"D10 Inzulínová pumpa s príslušenstvom"]
[1599,{"$nulls":3},"D10.1.1 Inzulínové pumpy",{"$nulls":11},3471.94,"ks"]
[1600,"D10.1.1",null,"D0634A","Pumpa inzulínová EQUIL","náplasťová","MZU","CN","ks",{"v":0.1,"d":"10.00%"},{"v":3432,"d":"3,432.00"},{"v":3432,"d":"3,432.00"},{"v":0,"d":"0.00"},{"v":0,"d":"0.0000%"},{"v":0,"d":"0.00"},"I","ZP,DIA,ENP",9018084]
[1601,"D10.1.1",null,"D99395","Pumpa inzulínová t:slim X2",null,"TAB","US","ks",{"v":0.1,"d":"10.00%"},{"v":3432,"d":"3,432.00"},{"v":3432,"d":"3,432.00"},{"v":0,"d":"0.00"},{"v":0,"d":"0.0000%"},{"v":0,"d":"0.00"},"I","ZP,DIA,ENP",90219090]
[1602,"D10.1.1",null,"D0394A","Pumpa inzulínová infúzna DANA Diabecare RS",null,"SOV","KR","ks",{"v":0.1,"d":"10.00%"},{"v":3471.6,"d":"3,471.60"},{"v":3471.6,"d":"3,471.60"},{"v":0,"d":"0.00"},{"v":0,"d":"0.0000%"},{"v":0,"d":"0.00"},"I","ZP,DIA,ENP",9021]
[1603,"D10.1.1",null,"D91491","DANA DIABECARE R","inzulínová pumpa s glukometrom","SOV","KR","ks",{"v":0.1,"d":"10.00%"},{"v":3471.94,"d":"3,471.94"},{"v":3471.94,"d":"3,471.94"},{"v":0,"d":"0.00"},{"v":0,"d":"0.0000%"},{"v":0,"d":"0.00"},"I","ZP,DIA,ENP",9021]
[1604,"D10.1.1",null,"D93590","Inzulínová pumpa MiniMed 640G","Inzulínová pumpa s nepretržitým monitorovaním glukózy MiniMed 640G","MDC","US","ks",{"v":0.1,"d":"10.00%"},{"v":3471.94,"d":"3,471.94"},{"v":3471.94,"d":"3,471.94"},{"v":0,"d":"0.00"},{"v":0,"d":"0.0000%"},{"v":0,"d":"0.00"},"I","ZP,DIA,ENP",90219090]
[1605,"D10.1.1",null,"D82442","Medtronic Minimed Paradigm 554","inzulínová pumpa a kontinuálny monitoring glukózy","MDC","US","ks",{"v":0.1,"d":"10.00%"},{"v":3471.94,"d":"3,471.94"},{"v":3471.94,"d":"3,471.94"},{"v":0,"d":"0.00"},{"v":0,"d":"0.0000%"},{"v":0,"d":"0.00"},"I","ZP,DIA,ENP",9021]
[1606,"D10.1.1",null,"D82443","Medtronic Minimed Paradigm 754","inzulínová pumpa s kontinuálnym monitoringom glukózy","MDC","US","ks",{"v":0.1,"d":"10.00%"},{"v":3471.94,"d":"3,471.94"},{"v":3471.94,"d":"3,471.94"},{"v":0,"d":"0.00"},{"v":0,"d":"0.0000%"},{"v":0,"d":"0.00"},"I","ZP,DIA,ENP",9021]
[1607,"D10.1.1",null,"D92325","Pumpa inzulínová Accu-Chek Insight","s príslušenstvom","ROH","DE","ks",{"v":0.1,"d":"10.00%"},{"v":3471.94,"d":"3,471.94"},{"v":3471.94,"d":"3,471.94"},{"v":0,"d":"0.00"},{"v":0,"d":"0.0000%"},{"v":0,"d":"0.00"},"I","ZP,DIA,ENP",9021]
[1608,"D10.1.1","Z","D84610","Pumpa inzulínová Accu-Chek Spirit Combo","s príslušenstvom","ROH","DE","ks",{"v":0.1,"d":"10.00%"},{"v":3471.94,"d":"3,471.94"},{"v":3471.94,"d":"3,471.94"},{"v":0,"d":"0.00"},{"v":0,"d":"0.0000%"},{"v":0,"d":"0.00"},"I","ZP,DIA,ENP",9021]
[1609,"D10.1.1",null,"D84609","ACCU-CHEK Combo Kit","glukometer Performa Combo  a inzulínová pumpa Spirit Combo","XDM","CH","ks",{"v":0.1,"d":"10.00%"},{"v":3697.32,"d":"3,697.32"},{"v":3471.94,"d":"3,471.94"},225.38,{"v":0.060958,"d":"6.0958%"},{"v":0,"d":"0.00"},"S","ZP,DIA,ENP",9021]
[1610,{"$nulls":3},"D10.2 Príslušenstvo k inzulínovej pumpe"]
[1611,{"$nulls":3},"D10.2.1 Infúzny set",{"$nulls":11},12.181,"ks"]
[1612,"D10.2.1",null,"D0636A","Infúzny set EQUIL","6mm a 9mm, k inzulínovej pumpe","MIC","CN","bal",{"v":0.2,"d":"20.00%"},118.01,118.01,{"v":0,"d":"0.00"},{"v":0,"d":"0.0000%"},{"v":0,"d":"0.00"},"I","DIA, ENP",9018084]
[1613,"D10.2.1",null,"D99593","Súprava infúzna AUTOSOFT 30","k inzulínovej pumpe,13 mm/60  cm ,10 ks,ihla teflónova samozavádzacia šikmá","UNL","DK","bal",{"v":0.2,"d":"20.00%"},{"v":118.8,"d":"118.80"},{"v":118.8,"d":"118.80"},{"v":0,"d":"0.00"},{"v":0,"d":"0.0000%"},{"v":0,"d":"0.00"},"I","DIA, ENP",90183900]
[1614,"D10.2.1",null,"D99594","Súprava infúzna AUTOSOFT 30","k inzulínovej pumpe 13 mm/ 110 cm ,10 ks,ihla teflónova samozavádzacia šikmá","UNL","DK","bal",{"v":0.2,"d":"20.00%"},{"v":118.8,"d":"118.80"},{"v":118.8,"d":"118.80"},{"v":0,"d":"0.00"},{"v":0,"d":"0.0000%"},{"v":0,"d":"0.00"},"I","DIA, ENP",90183900]
[1615,"D10.2.1",null,"D99590","Súprava infúzna AUTOSOFT 90","k inzulínovej pumpe ,6 mm/ 110 cm ,10 ks,ihla teflónova samozavádzacia kolmá","UNL","DK","bal",{"v":0.2,"d":"20.00%"},{"v":118.8,"d":"118.80"},{"v":118.8,"d":"118.80"},{"v":0,"d":"0.00"},{"v":0,"d":"0.0000%"},{"v":0,"d":"0.00"},"I","DIA, ENP",90183900]
[1616,"D10.2.1",null,"D99591","Súprava infúzna AUTOSOFT 90","k nzulínovej pumpe 9 mm/60 cm,10 ks,ihla teflónova samozavádzacia kolmá","UNL","DK","bal",{"v":0.2,"d":"20.00%"},{"v":118.8,"d":"118.80"},{"v":118.8,"d":"118.80"},{"v":0,"d":"0.00"},{"v":0,"d":"0.0000%"},{"v":0,"d":"0.00"},"I","DIA, ENP",90183900]
[1617,"D10.2.1",null,"D99592","Súprava infúzna AUTOSOFT 90","k inzulínovej pumpe 9 mm/ 110 cm ,10 ks,ihla teflónova samozavádzacia kolmá","UNL","DK","bal",{"v":0.2,"d":"20.00%"},{"v":118.8,"d":"118.80"},{"v":118.8,"d":"118.80"},{"v":0,"d":"0.00"},{"v":0,"d":"0.0000%"},{"v":0,"d":"0.00"},"I","DIA, ENP",90183900]
[1618,"D10.2.1",null,"D99583","Súprava infúzna VARIOSOFT","k inzulínovej pumpe,13 mm/60  cm ,10 ks","UNL","DK","bal",{"v":0.2,"d":"20.00%"},{"v":118.8,"d":"118.80"},{"v":118.8,"d":"118.80"},{"v":0,"d":"0.00"},{"v":0,"d":"0.0000%"},{"v":0,"d":"0.00"},"I","DIA, ENP",90183900]
[1619,"D10.2.1",null,"D99584","Súprava infúzna VARIOSOFT","k inzulínovej pumpe,13 mm/ 80  cm ,10 ks","UNL","DK","bal",{"v":0.2,"d":"20.00%"},{"v":118.8,"d":"118.80"},{"v":118.8,"d":"118.80"},{"v":0,"d":"0.00"},{"v":0,"d":"0.0000%"},{"v":0,"d":"0.00"},"I","DIA, ENP",90183900]
[1620,"D10.2.1",null,"D99585","Súprava infúzna VARIOSOFT","k inzulínovej pumpe,13 mm/ 110  cm ,10 ks","UNL","DK","bal",{"v":0.2,"d":"20.00%"},{"v":118.8,"d":"118.80"},{"v":118.8,"d":"118.80"},{"v":0,"d":"0.00"},{"v":0,"d":"0.0000%"},{"v":0,"d":"0.00"},"I","DIA, ENP",90183900]
[1621,"D10.2.1",null,"D99586","Súprava infúzna VARIOSOFT","k inzulínovej pumpe,17 mm/ 60  cm ,10 ks","UNL","DK","bal",{"v":0.2,"d":"20.00%"},{"v":118.8,"d":"118.80"},{"v":118.8,"d":"118.80"},{"v":0,"d":"0.00"},{"v":0,"d":"0.0000%"},{"v":0,"d":"0.00"},"I","DIA, ENP",90183900]
[1622,"D10.2.1",null,"D99587","Súprava infúzna VARIOSOFT","k inzulínovej pumpe,17 mm/ 80 cm ,10 ks","UNL","DK","bal",{"v":0.2,"d":"20.00%"},{"v":118.8,"d":"118.80"},{"v":118.8,"d":"118.80"},{"v":0,"d":"0.00"},{"v":0,"d":"0.0000%"},{"v":0,"d":"0.00"},"I","DIA, ENP",90183900]
[1623,"D10.2.1",null,"D99588","Súprava infúzna VARIOSOFT","k inzulínovej pumpe,17 mm/ 110 cm ,10 ks","UNL","DK","bal",{"v":0.2,"d":"20.00%"},{"v":118.8,"d":"118.80"},{"v":118.8,"d":"118.80"},{"v":0,"d":"0.00"},{"v":0,"d":"0.0000%"},{"v":0,"d":"0.00"},"I","DIA, ENP",90183900]
[1624,"D10.2.1",null,"D91493","DANA DIABECARE R","teflónová kanyla 10ks, hadička 10ks, k inzulínovej pumpe  DANA DIABECARE R","SOV","KR","bal",{"v":0.2,"d":"20.00%"},121.81,121.81,{"v":0,"d":"0.00"},{"v":0,"d":"0.0000%"},{"v":0,"d":"0.00"},"I","DIA, ENP",901839]
[1625,"D10.2.1",null,"D96729","Infúzna súprava MiniMed Mio","10ks, rôzne modely Sure-T","UNL","DK","bal",{"v":0.2,"d":"20.00%"},121.81,121.81,{"v":0,"d":"0.00"},{"v":0,"d":"0.0000%"},{"v":0,"d":"0.00"},"I","DIA, ENP",90183900]
[1626,"D10.2.1",null,"D95585","Infúzna súprava MiniMed Mio 30","MMT905,10ks 13mm kanyla,10ks 60 cm hadička","UNL","DK","bal",{"v":0.2,"d":"20.00%"},121.81,121.81,{"v":0,"d":"0.00"},{"v":0,"d":"0.0000%"},{"v":0,"d":"0.00"},"I","DIA, ENP",90183900]
[1627,"D10.2.1",null,"D95586","Infúzna súprava MiniMed Mio 30","MMT906,10 ks 13mm kanyla,10 ks  110 cm hadička","UNL","DK","bal",{"v":0.2,"d":"20.00%"},121.81,121.81,{"v":0,"d":"0.00"},{"v":0,"d":"0.0000%"},{"v":0,"d":"0.00"},"I","DIA, ENP",90183900]
[1628,"D10.2.1",null,"D76035","Paradigm, MMT - 381","60 cm dĺžka / 13 mm hĺbka, šikmá kanyla, 10 ks v balení, sterilná, rozbaliteľná","UNL","US","bal",{"v":0.2,"d":"20.00%"},121.81,121.81,{"v":0,"d":"0.00"},{"v":0,"d":"0.0000%"},{"v":0,"d":"0.00"},"I","DIA, ENP",90183900]
[1629,"D10.2.1",null,"D76036","Paradigm, MMT - 382","110 cm dĺžka / 13 mm hĺbka, šikmá kanyla, 10 ks v balení, sterilná, rozbaliteľná","UNL","US","bal",{"v":0.2,"d":"20.00%"},121.81,121.81,{"v":0,"d":"0.00"},{"v":0,"d":"0.0000%"},{"v":0,"d":"0.00"},"I","DIA, ENP",90183900]
[1630,"D10.2.1",null,"D69271","Quick set k  pumpe Paradigm","teflónová kanyla 58 cm, 6 mm, MMT 399, 10 kusov  v balení","UNL","US","bal",{"v":0.2,"d":"20.00%"},121.81,121.81,{"v":0,"d":"0.00"},{"v":0,"d":"0.0000%"},{"v":0,"d":"0.00"},"I","DIA, ENP",90183900]
[1631,"D10.2.1",null,"D69268","Quick set k pumpe Paradigm","teflónová kanyla 109 cm, 9 mm, MMT 396, 1x10 ks","UNL","US","bal",{"v":0.2,"d":"20.00%"},121.81,121.81,{"v":0,"d":"0.00"},{"v":0,"d":"0.0000%"},{"v":0,"d":"0.00"},"I","DIA, ENP",9021]
[1632,"D10.2.1",null,"D69269","Quick set k pumpe Paradigm","teflónová kanyla, 58cm, 9 mm, MMT 397, 1x10 ks","UNL","US","bal",{"v":0.2,"d":"20.00%"},121.81,121.81,{"v":0,"d":"0.00"},{"v":0,"d":"0.0000%"},{"v":0,"d":"0.00"},"I","DIA, ENP",9021]
[1633,"D10.2.1",null,"D69270","Quick set k pumpe Paradigm","teflónová kanyla 109cm, 6 mm, MMT 398, 1x10 ks","UNL","US","bal",{"v":0.2,"d":"20.00%"},121.81,121.81,{"v":0,"d":"0.00"},{"v":0,"d":"0.0000%"},{"v":0,"d":"0.00"},"I","DIA, ENP",9021]
[1634,"D10.2.1",null,"D69278","Silhouette k pumpe Paradigm","110 cm, MMT 377 á 10 ks","UNL","US","bal",{"v":0.2,"d":"20.00%"},121.81,121.81,{"v":0,"d":"0.00"},{"v":0,"d":"0.0000%"},{"v":0,"d":"0.00"},"I","DIA, ENP",9021]
[1635,"D10.2.1",null,"D69279","Silhouette k pumpe Paradigm","teflónová kanyla 60 cm, MMT 378,. 1x10 ks","UNL","US","bal",{"v":0.2,"d":"20.00%"},121.81,121.81,{"v":0,"d":"0.00"},{"v":0,"d":"0.0000%"},{"v":0,"d":"0.00"},"I","DIA, ENP",90183900]
[1636,"D10.2.1",null,"D92326","Súprava infúzna Accu-Chek Insight Flex, 10ks","príslušenstvo k inzulínovej pumpe Accu-Chek Insight","ROH","DE","bal",{"v":0.2,"d":"20.00%"},121.81,121.81,{"v":0,"d":"0.00"},{"v":0,"d":"0.0000%"},{"v":0,"d":"0.00"},"I","DIA, ENP",90183900]
[1637,"D10.2.1",null,"D94576","Súprava infúzna ACCU-CHEK Insight Tender, 10ks","Príslušenstvo k inzulínovej pumpe Accu-Chek Insight","ROH","DE","bal",{"v":0.2,"d":"20.00%"},121.81,121.81,{"v":0,"d":"0.00"},{"v":0,"d":"0.0000%"},{"v":0,"d":"0.00"},"I","DIA, ENP",90183900]
[1638,"D10.2.1",null,"D70962","ACCU-CHEK FLEXLINK","k ACCU-CHEK SPIRIT, H-TRON plus V100, teflónová kanyla, kolmá ihla, 60 cm, á 20 ks","ROH","CH","bal",{"v":0.2,"d":"20.00%"},243.62,243.62,{"v":0,"d":"0.00"},{"v":0,"d":"0.0000%"},{"v":0,"d":"0.00"},"I","DIA, ENP",90183900]
[1639,"D10.2.1","Z","D70961","ACCU-CHEK TENDERLINK","k ACCU-CHEK SPIRIT, H-TRONplus V100, teflónová kanyla, zahnutá ihla, 60 cm, á 20 ks","ROH","CH","bal",{"v":0.2,"d":"20.00%"},243.62,243.62,{"v":0,"d":"0.00"},{"v":0,"d":"0.0000%"},{"v":0,"d":"0.00"},"I","DIA, ENP",90183900]
[1640,{"$nulls":3},"D10.2.2 Zásobník inzulínu",{"$nulls":11},3.338,"ks"]
[1641,"D10.2.2",null,"D0635A","Zásobník inzulínový k inzulínovej pumpe Equil","príslušenstvo,10 ks","MZU","CN","bal",{"v":0.2,"d":"20.00%"},31.78,31.78,{"v":0,"d":"0.00"},{"v":0,"d":"0.0000%"},{"v":0,"d":"0.00"},"I","DIA, ENP",9018084]
[1642,"D10.2.2",null,"D99396","Zásobník inzulínu t.slim X2","3 ml ,k inzulínovej pumpe, 10 ks","TAB","US","bal",{"v":0.2,"d":"20.00%"},{"v":32.4,"d":"32.40"},{"v":32.4,"d":"32.40"},{"v":0,"d":"0.00"},{"v":0,"d":"0.0000%"},{"v":0,"d":"0.00"},"I","DIA, ENP",901839]
[1643,"D10.2.2",null,"D91492","DANA DIABECARE R","zásobník inzulínu k pumpe DANA DIABECARE 1x10","SOO","KR","bal",{"v":0.2,"d":"20.00%"},33.38,33.38,{"v":0,"d":"0.00"},{"v":0,"d":"0.0000%"},{"v":0,"d":"0.00"},"I","DIA, ENP",901839]
[1644,"D10.2.2",null,"D69283","Zásobník inzulínu 1,8 ml k inzulínovej pumpe Paradigm 712","MMT 326/A, 1x10 ks","MMD","US","bal",{"v":0.2,"d":"20.00%"},33.38,33.38,{"v":0,"d":"0.00"},{"v":0,"d":"0.0000%"},{"v":0,"d":"0.00"},"I","DIA, ENP",70959]
[1645,"D10.2.2","Z","D69284","Zásobník inzulínu 3 ml k inzulínovej pumpe Paradigm 712","MMT 332/A, 1x10 ks","MMD","US","bal",{"v":0.2,"d":"20.00%"},33.38,33.38,{"v":0,"d":"0.00"},{"v":0,"d":"0.0000%"},{"v":0,"d":"0.00"},"I","DIA, ENP",70959]
[1646,"D10.2.2",null,"D70959","Zásobník","á 25 ks, 3,15ml k inzulínovej pumpe ACCU-CHEK SPIRIT, H-TRONplus V100","ROH","CH","bal",{"v":0.2,"d":"20.00%"},90.43,83.45,6.98,{"v":0.077187,"d":"7.7187%"},{"v":0,"d":"0.00"},"S","DIA, ENP",90183110]
[1647,{"$nulls":3},"D10.2.6 Puzdro",{"$nulls":11},9.68,"ks"]
[1648,"D10.2.6","Z","D69288","Puzdro na driek k inzulínovej pumpe Paradigm 712","ACC 106 WH","MMD","US","ks",{"v":0.2,"d":"20.00%"},19.01,9.68,9.33,{"v":0.490794,"d":"49.0794%"},9.33,"S","DIA,ENP",42029298]
[1649,{"$nulls":3},"D10.2.7 Pás",{"$nulls":11},12.99,"ks"]
[1650,"D10.2.7","Z","D20751","Pás na brucho","k inzulínovej pumpe ACCU CHECK SPIRIT, H-TRON plus V 100, H- TRON  V 100","ROH","CH","ks",{"v":0.2,"d":"20.00%"},12.99,12.99,{"v":0,"d":"0.00"},{"v":0,"d":"0.0000%"},{"v":0,"d":"0.00"},"I","DIA,ENP",63079099]
[1651,"D10.2.7",null,"D20750","Pás na ruku","príslušenstvo k inzulínovej pumpe H-TRON plus V 100, H- TRON  V 100","ROH","CH","ks",{"v":0.2,"d":"20.00%"},17.84,12.99,4.85,{"v":0.271861,"d":"27.1861%"},{"v":0,"d":"0.00"},"S","DIA,ENP",63079099]
[1652,{"$nulls":3},"D11 Testovacie prúžky na testovanie z moča"]
[1653,{"$nulls":3},"D11.1 Testovacie prúžky na stanovenie glukózy a iných látok z moča",{"$nulls":11},0.0721,"ks"]
[1654,"D11.1",null,"D36885","Keto-Diastix","1x50 ks","BAY","US","bal",{"v":0.1,"d":"10.00%"},3.56,3.56,{"v":0,"d":"0.00"},{"v":0,"d":"0.0000%"},{"v":0,"d":"0.00"},"I","DIA,ENP",3822]
[1655,"D11.1",null,"D0637A","Reagenčné prúžky pre analýzu moču HIGHTOP","Reagenčné prúžky na stanovenie množstva Bielkovín, Glukózy a Ketónov z moču","QUG","CN","bal",{"v":0.1,"d":"10.00%"},7.19,7.19,{"v":0,"d":"0.00"},{"v":0,"d":"0.0000%"},{"v":0,"d":"0.00"},"I","DIA,ENP",38220000]
[1656,"D11.1",null,"D0017A","URS-3K Reagenčné prúžky na močovú analýzu","reagenčné prúžky na stanovenie Glukózy, Ketónov a Bielkovýn z moču","YER","CN","bal",{"v":0.1,"d":"10.00%"},7.19,7.19,{"v":0,"d":"0.00"},{"v":0,"d":"0.0000%"},{"v":0,"d":"0.00"},"I","DIA,ENP",38220000]
[1657,"D11.1",null,"D78786","AXIOM Uric 2V GK","1x 100 ks","AXM","DE","bal",{"v":0.1,"d":"10.00%"},7.21,7.21,{"v":0,"d":"0.00"},{"v":0,"d":"0.0000%"},{"v":0,"d":"0.00"},"I","DIA,ENP",3822]
[1658,"D11.1",null,"D91007","Prúžky močové testovacie ComboStik 2GK, na určenie hladiny glukózy a ketónov.","100ks/bal","DFI","KR","bal",{"v":0.1,"d":"10.00%"},7.21,7.21,{"v":0,"d":"0.00"},{"v":0,"d":"0.0000%"},{"v":0,"d":"0.00"},"I","DIA,ENP",3822]
[1659,"D11.1",null,"D91008","Prúžky močové testovacie ComboStik 2GP, na určenie hladiny glukózy a bielkovín.","100ks/bal","DFI","KR","bal",{"v":0.1,"d":"10.00%"},7.21,7.21,{"v":0,"d":"0.00"},{"v":0,"d":"0.0000%"},{"v":0,"d":"0.00"},"I","DIA,ENP",3822]
[1660,"D11.1","Z","D90035","Prúžky reagenčné URS-2K","IVD na analýzu moča 100 ks","YER","CN","bal",{"v":0.1,"d":"10.00%"},7.21,7.21,{"v":0,"d":"0.00"},{"v":0,"d":"0.0000%"},{"v":0,"d":"0.00"},"I","DIA,ENP",3822]
[1661,"D11.1",null,"D28129","Diaphan","1x50 ks","LCM","CZ","bal",{"v":0.1,"d":"10.00%"},3.75,3.61,0.14,{"v":0.037333,"d":"3.7333%"},{"v":0,"d":"0.00"},"S","DIA,ENP",3822]
[1662,{"$nulls":3},"D12.1 Glukózový senzor s dobou snímania 6-7 dní",{"$nulls":11},40,"ks"]
[1663,"D12.1",null,"D99538","Senzor Guardian 3","MMT-7020C / MMT-7020D, na kontinuálne meranie glukózy 1x5ks, 1x1ks","MDC","US","ks",{"v":0.2,"d":"20.00%"},{"v":47.4,"d":"47.40"},{"v":40,"d":"40.00"},{"v":7.4,"d":"7.40"},{"v":0.156118,"d":"15.6118%"},{"v":7.4,"d":"7.40"},"S","DIA,ENP",90189084]
[1664,"D12.1",null,"D88212","Senzor glukózový EnLiteTM","MMT – 7008A / MMT – 7008 B","MDC","US","ks",{"v":0.2,"d":"20.00%"},47.43,{"v":40,"d":"40.00"},7.43,{"v":0.156652,"d":"15.6652%"},{"v":7.4,"d":"7.40"},"S","DIA,ENP",90189084]
[1665,"D12.1",null,"D84709","Senzor DexCom",null,"DXC","US","ks",{"v":0.2,"d":"20.00%"},{"v":57,"d":"57.00"},{"v":40,"d":"40.00"},{"v":17,"d":"17.00"},{"v":0.298246,"d":"29.8246%"},{"v":7.4,"d":"7.40"},"S","DIA,ENP",90192000]
[1666,{"$nulls":3},"D12.2 Glukózový senzor s dobou snímania 10 dní",{"$nulls":11},57.1,"ks"]
[1667,"D12.2",null,"D99351","Snímač Dexcom G6","súčasť systému na kontinuálne meranie glykémie","DEX","US","ks",{"v":0.2,"d":"20.00%"},73.44,{"v":57.1,"d":"57.10"},16.34,{"v":0.222495,"d":"22.2495%"},16.34,"S","DIA,ENP",9018904]
[1668,{"$nulls":3},"D13 Pomôcky na prenos dát medzi senzorom a  inzulínovou pumpou",{"$nulls":11},0,"ks pre deti a gravidné"]
[1669,"D13","Z","D93911","Systém Guardian Link k inzulínovej pumpe Minimed 640G","funkcia prenosu dát zo senzora a automatickej odozvy inzulínovej pumpy","MDC","US","ks",{"v":0.2,"d":"20.00%"},473.76,473.76,{"v":0,"d":"0.00"},{"v":0,"d":"0.0000%"},{"v":0,"d":"0.00"},"I/S","DIA, ENP",90219090]
[1670,{"$nulls":3},"D13.1 D13.1 POMÔCKY NA PRENOS MEDZI SENZOROM A PRÍJMAČOM KONTINUÁLNEHO MERANIA GLYKÉMIEPomôcky na prenos dát medzi senzorom a prijímačom kontinuálneho merania glykémie",{"$nulls":11},164.55,1]
[1671,"D13.1","Z","D99352","Vysielač Dexcom G6","súčasť systému na kontinuálne meranie glykémie","DEX","US","ks",{"v":0.2,"d":"20.00%"},164.55,164.55,{"v":0,"d":"0.00"},{"v":0,"d":"0.0000%"},{"v":0,"d":"0.00"},"I","DIA, ENP",90192000]
[1672,{"$nulls":3},"F1 Jednodielny systém"]
[1673,{"$nulls":3},"F1.1 Jednodielne uzavreté vrecko"]
[1674,{"$nulls":3},"F1.1.1 Jednodielne uzavreté vrecko",{"$nulls":11},2.19,"ks"]
[1675,"F1.1.1",null,"F41257","Stomadress Plus","kolostomické, nepriehľadné, s filtrom, 19 mm, á 30 ks","CNV","GB","ks",{"v":0.1,"d":"10.00%"},1.57,1.57,{"v":0,"d":"0.00"},{"v":0,"d":"0.0000%"},{"v":0,"d":"0.00"},"I","CHI, GCH, GIT, ONK, URO",9021]
[1676,"F1.1.1",null,"F41259","Stomadress Plus","kolostomické, nepriehľadné, s filtrom, 32 mm, á 30 ks","CNV","GB","ks",{"v":0.1,"d":"10.00%"},1.57,1.57,{"v":0,"d":"0.00"},{"v":0,"d":"0.0000%"},{"v":0,"d":"0.00"},"I","CHI, GCH, GIT, ONK, URO",9021]
[1677,"F1.1.1",null,"F41260","Stomadress Plus","kolostomické, nepriehľadné, s filtrom, 38 mm, á 30 ks","CNV","GB","ks",{"v":0.1,"d":"10.00%"},1.57,1.57,{"v":0,"d":"0.00"},{"v":0,"d":"0.0000%"},{"v":0,"d":"0.00"},"I","CHI, GCH, GIT, ONK, URO",9021]
[1678,"F1.1.1",null,"F41261","Stomadress Plus","kolostomické, nepriehľadné, s filtrom, 45 mm, á 30 ks","CNV","GB","ks",{"v":0.1,"d":"10.00%"},1.57,1.57,{"v":0,"d":"0.00"},{"v":0,"d":"0.0000%"},{"v":0,"d":"0.00"},"I","CHI, GCH, GIT, ONK, URO",9021]
[1679,"F1.1.1",null,"F41262","Stomadress Plus","kolostomické, nepriehľadné, s filtrom, 50 mm, á 30 ks","CNV","GB","ks",{"v":0.1,"d":"10.00%"},1.57,1.57,{"v":0,"d":"0.00"},{"v":0,"d":"0.0000%"},{"v":0,"d":"0.00"},"I","CHI, GCH, GIT, ONK, URO",9021]
[1680,"F1.1.1",null,"F53842","UNIQUE","kolostomické, nepriehľadné, vystrihovateľný otvor 20-60 mm, á 30 ks","DNC","DK","ks",{"v":0.1,"d":"10.00%"},{"v":1.6,"d":"1.60"},{"v":1.6,"d":"1.60"},{"v":0,"d":"0.00"},{"v":0,"d":"0.0000%"},{"v":0,"d":"0.00"},"I","CHI, GCH, GIT, ONK, URO",9021]
[1681,"F1.1.1",null,"F76889","Dansac Nova 1","kolostomické, nepriehľadné, s filtrom, 20-60 mm, á 30 ks","DNC","DK","ks",{"v":0.1,"d":"10.00%"},1.76,1.76,{"v":0,"d":"0.00"},{"v":0,"d":"0.0000%"},{"v":0,"d":"0.00"},"I","CHI, GCH, GIT, ONK, URO",9021]
[1682,"F1.1.1",null,"F76891","Dansac Nova 1 MINI","nepriehľadné, s filtrom, 20-60 mm, á 30 ks","DNC","DK","ks",{"v":0.1,"d":"10.00%"},1.76,1.76,{"v":0,"d":"0.00"},{"v":0,"d":"0.0000%"},{"v":0,"d":"0.00"},"I","CHI, GCH, GIT, ONK, URO",9021]
[1683,"F1.1.1",null,"F90604","Vrecko stomické ESTEEM+","jednodielne, prestrih. otvor, nepriehľadné, stredné, s filtrom 30 mm","CNV","GB","ks",{"v":0.1,"d":"10.00%"},1.78,1.78,{"v":0,"d":"0.00"},{"v":0,"d":"0.0000%"},{"v":0,"d":"0.00"},"I","CHI, GCH, GIT, ONK, URO",9021]
[1684,"F1.1.1",null,"F90605","Vrecko stomické ESTEEM+","jednodielne, prestrih. otvor, nepriehľadné, stredné, s filtrom 40 mm","CNV","GB","ks",{"v":0.1,"d":"10.00%"},1.78,1.78,{"v":0,"d":"0.00"},{"v":0,"d":"0.0000%"},{"v":0,"d":"0.00"},"I","CHI, GCH, GIT, ONK, URO",9021]
[1685,"F1.1.1",null,"F90606","Vrecko stomické ESTEEM+","jednodielne, prestrih. otvor, nepriehľadné, stredné, s filtrom 50 mm","CNV","GB","ks",{"v":0.1,"d":"10.00%"},1.78,1.78,{"v":0,"d":"0.00"},{"v":0,"d":"0.0000%"},{"v":0,"d":"0.00"},"I","CHI, GCH, GIT, ONK, URO",9021]
[1686,"F1.1.1",null,"F89048","Vrecko stomické ESTEEM+","jednodielne, uzavreté, nepriehľadné, stredné, 60/70mm","CNV","GB","ks",{"v":0.1,"d":"10.00%"},2.14,2.14,{"v":0,"d":"0.00"},{"v":0,"d":"0.0000%"},{"v":0,"d":"0.00"},"I","CHI, GCH, GIT, ONK, URO",9021]
[1687,"F1.1.1",null,"F71726","FLEXIMA","kolostomické, s filtrom, 15-50mm,","BME","FR","ks",{"v":0.1,"d":"10.00%"},2.18,2.18,{"v":0,"d":"0.00"},{"v":0,"d":"0.0000%"},{"v":0,"d":"0.00"},"I","CHI, GCH, GIT, ONK, URO",9021]
[1688,"F1.1.1",null,"F71727","FLEXIMA","kolostomické, priehľadné, s filtrom, 15-70mm","BME","FR","ks",{"v":0.1,"d":"10.00%"},2.18,2.18,{"v":0,"d":"0.00"},{"v":0,"d":"0.0000%"},{"v":0,"d":"0.00"},"I","CHI, GCH, GIT, ONK, URO",9021]
[1689,"F1.1.1",null,"F71728","FLEXIMA","kolostomické, priehľadné, s filtrom, 25-45mm","BME","FR","ks",{"v":0.1,"d":"10.00%"},2.18,2.18,{"v":0,"d":"0.00"},{"v":0,"d":"0.0000%"},{"v":0,"d":"0.00"},"I","CHI, GCH, GIT, ONK, URO",9021]
[1690,"F1.1.1",null,"F89756","Vrecko kolostomické Confidence Gold","veľké oválne, s krycou chlopňou, otvor 110x70mm, 30ks","SHC","GB","ks",{"v":0.1,"d":"10.00%"},2.18,2.18,{"v":0,"d":"0.00"},{"v":0,"d":"0.0000%"},{"v":0,"d":"0.00"},"I","CHI, GCH, GIT, ONK, URO",3006]
[1691,"F1.1.1",null,"F89746","Vrecko kolostomické Confidence Natural","stredné, s chlopňou a filtrom, otvor 13-70mm, á 30ks","SHC","GB","ks",{"v":0.1,"d":"10.00%"},2.18,2.18,{"v":0,"d":"0.00"},{"v":0,"d":"0.0000%"},{"v":0,"d":"0.00"},"I","CHI, GCH, GIT, ONK, URO",3006]
[1692,"F1.1.1",null,"F89747","Vrecko kolostomické Confidence Natural","veľké, s chlopňou a filtrom, otvor 13-70mm, á 30ks","SHC","GB","ks",{"v":0.1,"d":"10.00%"},2.18,2.18,{"v":0,"d":"0.00"},{"v":0,"d":"0.0000%"},{"v":0,"d":"0.00"},"I","CHI, GCH, GIT, ONK, URO",3006]
[1693,"F1.1.1",null,"F89748","Vrecko kolostomické Confidence Natural","priehľadné veľké, s filtrom, vystrih. otvor 13-70mm, á 30ks","SHC","GB","ks",{"v":0.1,"d":"10.00%"},2.18,2.18,{"v":0,"d":"0.00"},{"v":0,"d":"0.0000%"},{"v":0,"d":"0.00"},"I","CHI, GCH, GIT, ONK, URO",3006]
[1694,"F1.1.1",null,"F89049","Vrecko stomické ESTEEM+","jednodielne, uzavreté, priehľadné, stredné, 60/70mm","CNV","GB","ks",{"v":0.1,"d":"10.00%"},2.18,2.18,{"v":0,"d":"0.00"},{"v":0,"d":"0.0000%"},{"v":0,"d":"0.00"},"I","CHI, GCH, GIT, ONK, URO",9021]
[1695,"F1.1.1",null,"F89047","Vrecko stomické ESTEEM+","jednodielne, uzavreté, nepriehľadné, malé, 60/70mm","CNV","GB","ks",{"v":0.1,"d":"10.00%"},2.18,2.18,{"v":0,"d":"0.00"},{"v":0,"d":"0.0000%"},{"v":0,"d":"0.00"},"I","CHI, GCH, GIT, ONK, URO",9021]
[1696,"F1.1.1",null,"F88499","Vrecko stomické uzavreté Flexima Active","jednodielne, béžové, 15-50mm","BME","FR","ks",{"v":0.1,"d":"10.00%"},2.18,2.18,{"v":0,"d":"0.00"},{"v":0,"d":"0.0000%"},{"v":0,"d":"0.00"},"I","CHI, GCH, GIT, ONK, URO",9021909000]
[1697,"F1.1.1",null,"F88505","Vrecko stomické uzavreté Flexima Active Maxi","jednodielne, transparentné, 15-80mm","BME","FR","ks",{"v":0.1,"d":"10.00%"},2.18,2.18,{"v":0,"d":"0.00"},{"v":0,"d":"0.0000%"},{"v":0,"d":"0.00"},"I","CHI, GCH, GIT, ONK, URO",9021909000]
[1698,"F1.1.1",null,"F76890","Dansac Nova 1","kolostomické, priehľadné, s filtrom, 20-60 mm, á 30 ks","DNC","DK","ks",{"v":0.1,"d":"10.00%"},2.19,2.19,{"v":0,"d":"0.00"},{"v":0,"d":"0.0000%"},{"v":0,"d":"0.00"},"I","CHI, GCH, GIT, ONK, URO",9021]
[1699,"F1.1.1",null,"F76892","Dansac Nova 1Maxi","zatvorené vrecko nepriehľadné","DNC","DE","ks",{"v":0.1,"d":"10.00%"},2.19,2.19,{"v":0,"d":"0.00"},{"v":0,"d":"0.0000%"},{"v":0,"d":"0.00"},"I","CHI, GCH, GIT, ONK, URO",9021]
[1700,"F1.1.1",null,"F76893","Dansac Nova 1Maxi","zatvorené vrecko priehľadné","DNC","DE","ks",{"v":0.1,"d":"10.00%"},2.19,2.19,{"v":0,"d":"0.00"},{"v":0,"d":"0.0000%"},{"v":0,"d":"0.00"},"I","CHI, GCH, GIT, ONK, URO",9021]
[1701,"F1.1.1",null,"F74360","SenSura - Maxi","kolostomické, nepriehľadné s filtrom,  vystrihovateľný otvor 10-76 mm, á 30 ks","COL","DK","ks",{"v":0.1,"d":"10.00%"},2.19,2.19,{"v":0,"d":"0.00"},{"v":0,"d":"0.0000%"},{"v":0,"d":"0.00"},"I","CHI, GCH, GIT, ONK, URO",9021]
[1702,"F1.1.1",null,"F74363","SenSura - Maxi","kolostomické, priehľadné s filtrom,  vystrihovateľný otvor 10-76 mm, á 30 ks","COL","DK","ks",{"v":0.1,"d":"10.00%"},2.19,2.19,{"v":0,"d":"0.00"},{"v":0,"d":"0.0000%"},{"v":0,"d":"0.00"},"I","CHI, GCH, GIT, ONK, URO",9021]
[1703,"F1.1.1",null,"F74359","SenSura - Midi","kolostomické, nepriehľadné s filtrom,  vystrihovateľný otvor 10-66 mm, á 30 ks","COL","DK","ks",{"v":0.1,"d":"10.00%"},2.19,2.19,{"v":0,"d":"0.00"},{"v":0,"d":"0.0000%"},{"v":0,"d":"0.00"},"I","CHI, GCH, GIT, ONK, URO",9021]
[1704,"F1.1.1",null,"F74362","SenSura - Midi","kolostomické, priehľadné s filtrom,  vystrihovateľný otvor 10-66 mm, á 30 ks","COL","DK","ks",{"v":0.1,"d":"10.00%"},2.19,2.19,{"v":0,"d":"0.00"},{"v":0,"d":"0.0000%"},{"v":0,"d":"0.00"},"I","CHI, GCH, GIT, ONK, URO",9021]
[1705,"F1.1.1",null,"F74358","SenSura - Mini","kolostomické, nepriehľadné s filtrom,  vystrihovateľný otvor 10-66 mm,  á 30 ks","COL","DK","ks",{"v":0.1,"d":"10.00%"},2.19,2.19,{"v":0,"d":"0.00"},{"v":0,"d":"0.0000%"},{"v":0,"d":"0.00"},"I","CHI, GCH, GIT, ONK, URO",9021]
[1706,"F1.1.1",null,"F86356","Vrecko stomické 1-diel. s kontrolným okienkom SenSura maxi","uzavreté, nepriehľadné, vystrihovateľné, 10-76 mm","COL","DK","ks",{"v":0.1,"d":"10.00%"},2.19,2.19,{"v":0,"d":"0.00"},{"v":0,"d":"0.0000%"},{"v":0,"d":"0.00"},"I","CHI, GCH, GIT, ONK, URO",9021]
[1707,"F1.1.1",null,"F86355","Vrecko stomické 1-diel. s kontrolným okienkom SenSura midi","uzavreté, nepriehľadné, vystrihovateľné, 10-66 mm","COL","DK","ks",{"v":0.1,"d":"10.00%"},2.19,2.19,{"v":0,"d":"0.00"},{"v":0,"d":"0.0000%"},{"v":0,"d":"0.00"},"I","CHI, GCH, GIT, ONK, URO",9021]
[1708,"F1.1.1",null,"F85676","Vrecko uzavreté nepriehľad. Dansac NovaLife 1","1-diel., vystrih. otvor 10-55/70mm/30ks","DNC","DK","ks",{"v":0.1,"d":"10.00%"},2.19,2.19,{"v":0,"d":"0.00"},{"v":0,"d":"0.0000%"},{"v":0,"d":"0.00"},"I","CHI, GCH, GIT, ONK, URO",9021909000]
[1709,"F1.1.1",null,"F85679","Vrecko uzavreté nepriehľad. Dansac NovaLife 1 Maxi","1-diel., vystrih. otvor 10-70/90mm/30ks","DNC","DK","ks",{"v":0.1,"d":"10.00%"},2.19,2.19,{"v":0,"d":"0.00"},{"v":0,"d":"0.0000%"},{"v":0,"d":"0.00"},"I","CHI, GCH, GIT, ONK, URO",9021909000]
[1710,"F1.1.1",null,"F85678","Vrecko uzavreté nepriehľad. Dansac NovaLife 1 Mini","1-diel., vystrih. otvor 10-38/50mm/30ks","DNC","DK","ks",{"v":0.1,"d":"10.00%"},2.19,2.19,{"v":0,"d":"0.00"},{"v":0,"d":"0.0000%"},{"v":0,"d":"0.00"},"I","CHI, GCH, GIT, ONK, URO",9021909000]
[1711,"F1.1.1",null,"F85677","Vrecko uzavreté priehľad. Dansac NovaLife 1","1-diel., vystrih. otvor 10-55/70mm/30ks","DNC","DK","ks",{"v":0.1,"d":"10.00%"},2.19,2.19,{"v":0,"d":"0.00"},{"v":0,"d":"0.0000%"},{"v":0,"d":"0.00"},"I","CHI, GCH, GIT, ONK, URO",9021909000]
[1712,"F1.1.1","Z","F85680","Vrecko uzavreté priehľad. Dansac NovaLife 1 Maxi","1-diel., vystrih. otvor 10-70/90mm/30ks","DNC","DK","ks",{"v":0.1,"d":"10.00%"},2.19,2.19,{"v":0,"d":"0.00"},{"v":0,"d":"0.0000%"},{"v":0,"d":"0.00"},"I","CHI, GCH, GIT, ONK, URO",9021909000]
[1713,{"$nulls":3},"F1.1.2 Jednodielne uzavreté vrecko s elastickým adhezívom",{"$nulls":11},2.77,"ks"]
[1714,"F1.1.2",null,"F93147","Esteem+ stomické vrecko s tvarovateľnou technológiou","jednodielne, uzavreté, nepriehľadné, s filtrom, 20-30 mm","CNV","GB","ks",{"v":0.1,"d":"10.00%"},2.77,2.77,{"v":0,"d":"0.00"},{"v":0,"d":"0.0000%"},{"v":0,"d":"0.00"},"I","CHI, GCH, GIT, ONK, URO",30069100]
[1715,"F1.1.2",null,"F93148","Esteem+ stomické vrecko s tvarovateľnou technológiou","jednodielne, uzavreté, nepriehľadné, s filtrom, 30-40 mm","CNV","GB","ks",{"v":0.1,"d":"10.00%"},2.77,2.77,{"v":0,"d":"0.00"},{"v":0,"d":"0.0000%"},{"v":0,"d":"0.00"},"I","CHI, GCH, GIT, ONK, URO",30069100]
[1716,"F1.1.2",null,"F90021","Vrecko stomické s elastickým adhezívom SenSura Mio maxi","jednod., uzavr., nepriehľ., s kontr. okienkom, 15-45 mm","COL","DK","ks",{"v":0.1,"d":"10.00%"},2.77,2.77,{"v":0,"d":"0.00"},{"v":0,"d":"0.0000%"},{"v":0,"d":"0.00"},"I","CHI, GCH, GIT, ONK, URO",30]
[1717,"F1.1.2",null,"F90022","Vrecko stomické s elastickým adhezívom SenSura Mio maxi","jednod., uzavr., priehľ., s kontr. okienkom, 15-55 mm","COL","DK","ks",{"v":0.1,"d":"10.00%"},2.77,2.77,{"v":0,"d":"0.00"},{"v":0,"d":"0.0000%"},{"v":0,"d":"0.00"},"I","CHI, GCH, GIT, ONK, URO",30]
[1718,"F1.1.2",null,"F92260","Vrecko stomické s elastickým adhezívom SenSura Mio maxi","jednod., uzavr., nepriehľ., s kontr. okienkom, 40-55 mm","COL","DK","ks",{"v":0.1,"d":"10.00%"},2.77,2.77,{"v":0,"d":"0.00"},{"v":0,"d":"0.0000%"},{"v":0,"d":"0.00"},"I","CHI, GCH, GIT, ONK, URO",30]
[1719,"F1.1.2",null,"F90020","Vrecko stomické s elastickým adhezívom SenSura Mio midi","jednod., uzavr., nepriehľ., s kontr. okienkom, 15-45 mm","COL","DK","ks",{"v":0.1,"d":"10.00%"},2.77,2.77,{"v":0,"d":"0.00"},{"v":0,"d":"0.0000%"},{"v":0,"d":"0.00"},"I","CHI, GCH, GIT, ONK, URO",30]
[1720,"F1.1.2","Z","F90019","Vrecko stomické s elastickým adhezívom SenSura Mio mini","jednod., uzavr., nepriehľ., s kontr. okienkom, 15-45 mm","COL","DK","ks",{"v":0.1,"d":"10.00%"},2.77,2.77,{"v":0,"d":"0.00"},{"v":0,"d":"0.0000%"},{"v":0,"d":"0.00"},"I","CHI, GCH, GIT, ONK, URO",30]
[1721,"F1.1.2",null,"F94734","Esteem+ stomické vrecko s tvarovateľnou technológiou","jednodielne, uzavreté, nepriehľadné, s filtrom, 40-50 mm","CNV","GB","ks",{"v":0.1,"d":"10.00%"},3.06,2.77,0.29,{"v":0.094771,"d":"9.4771%"},{"v":0,"d":"0.00"},"S","CHI, GCH, GIT, ONK, URO",30069100]
[1722,{"$nulls":3},"F1.1.3 Jednodielne uzavreté vrecko konvexné",{"$nulls":11},3.29,"ks"]
[1723,"F1.1.3",null,"F93046","Vrecko stomické 1-dielne Flexima Convex","uzavreté, béžové, vystrihovateľné 15-45mm","BME","FR","ks",{"v":0.1,"d":"10.00%"},2.92,2.92,{"v":0,"d":"0.00"},{"v":0,"d":"0.0000%"},{"v":0,"d":"0.00"},"I","CHI, GCH, GIT, ONK, URO",30069100]
[1724,"F1.1.3",null,"F96468","Esteem+ Flex convex uzavreté","konvexné, s filtrom, nepriehľadné s kontr. okienkom, V1, 20-43 mm","CNV","GB","ks",{"v":0.1,"d":"10.00%"},3.26,3.26,{"v":0,"d":"0.00"},{"v":0,"d":"0.0000%"},{"v":0,"d":"0.00"},"I","CHI, GCH, GIT, ONK, URO",30069100]
[1725,"F1.1.3",null,"F96469","Esteem+ Flex convex uzavreté","konvexné, s filtrom, nepriehľadné s kontr. okienkom, V2, 20-35 mm","CNV","GB","ks",{"v":0.1,"d":"10.00%"},3.26,3.26,{"v":0,"d":"0.00"},{"v":0,"d":"0.0000%"},{"v":0,"d":"0.00"},"I","CHI, GCH, GIT, ONK, URO",30069100]
[1726,"F1.1.3",null,"F96470","Esteem+ Flex convex uzavreté","konvexné, s filtrom, nepriehľadné s kontr. okienkom, V3, 20-25 mm","CNV","GB","ks",{"v":0.1,"d":"10.00%"},3.26,3.26,{"v":0,"d":"0.00"},{"v":0,"d":"0.0000%"},{"v":0,"d":"0.00"},"I","CHI, GCH, GIT, ONK, URO",30069100]
[1727,"F1.1.3",null,"F90566","Vrecko stomické 1-diel.s kontr.okienkom SenSura Convex Light","maxi, uzavreté, nepriehľadné, vystrihovateľné; 15-43mm","COL","DK","ks",{"v":0.1,"d":"10.00%"},3.26,3.26,{"v":0,"d":"0.00"},{"v":0,"d":"0.0000%"},{"v":0,"d":"0.00"},"I","CHI, GCH, GIT, ONK, URO",30]
[1728,"F1.1.3",null,"F90567","Vrecko stomické 1-diel.s kontr.okienkom SenSura Convex Light","maxi, uzavreté, priehľadné, vystrihovateľné; 15-43mm","COL","DK","ks",{"v":0.1,"d":"10.00%"},3.26,3.26,{"v":0,"d":"0.00"},{"v":0,"d":"0.0000%"},{"v":0,"d":"0.00"},"I","CHI, GCH, GIT, ONK, URO",30]
[1729,"F1.1.3",null,"F94829","Vrecko stom. uzavr. nepriehľ. Dansac NovaLife 1 Maxi Soft Convex","jednodielne, vystrih. Otvor 15-54mm","DNC","DK","ks",{"v":0.1,"d":"10.00%"},3.29,3.29,{"v":0,"d":"0.00"},{"v":0,"d":"0.0000%"},{"v":0,"d":"0.00"},"I","CHI, GCH, GIT, ONK, URO",30069100]
[1730,"F1.1.3",null,"F94831","Vrecko stom. uzavr. nepriehľ. Dansac NovaLife 1 Midi Soft Convex","jednodielne, vystrih. Otvor 15-34mm","DNC","DK","ks",{"v":0.1,"d":"10.00%"},3.29,3.29,{"v":0,"d":"0.00"},{"v":0,"d":"0.0000%"},{"v":0,"d":"0.00"},"I","CHI, GCH, GIT, ONK, URO",30069100]
[1731,"F1.1.3",null,"F90565","Vrecko stomické 1-diel.s kontr.okienkom SenSura Convex Light","midi, uzavreté, nepriehľadné, vystrihovateľné; 15-43mm","COL","DK","ks",{"v":0.1,"d":"10.00%"},3.29,3.29,{"v":0,"d":"0.00"},{"v":0,"d":"0.0000%"},{"v":0,"d":"0.00"},"I","CHI, GCH, GIT, ONK, URO",30]
[1732,"F1.1.3",null,"F94561","Vrecko stomické s elast.adhezívom SenSura Mio Convex Deep","Maxi, jednod., uzavr., nepriehľ., s kontr.okienkom, 31-43 mm","COL","DK","ks",{"v":0.1,"d":"10.00%"},3.29,3.29,{"v":0,"d":"0.00"},{"v":0,"d":"0.0000%"},{"v":0,"d":"0.00"},"I","CHI, GCH, GIT, ONK, URO",30]
[1733,"F1.1.3",null,"F94558","Vrecko stomické s elast.adhezívom SenSura Mio Convex Light","Midi, jednod., uzavr., nepriehľ., s kontr.okienkom, 31-43 mm","COL","DK","ks",{"v":0.1,"d":"10.00%"},3.29,3.29,{"v":0,"d":"0.00"},{"v":0,"d":"0.0000%"},{"v":0,"d":"0.00"},"I","CHI, GCH, GIT, ONK, URO",30]
[1734,"F1.1.3",null,"F94559","Vrecko stomické s elast.adhezívom SenSura Mio Convex Light","Maxi, jednod., uzavr., nepriehľ., s kontr.okienkom, 31-43 mm","COL","DK","ks",{"v":0.1,"d":"10.00%"},3.29,3.29,{"v":0,"d":"0.00"},{"v":0,"d":"0.0000%"},{"v":0,"d":"0.00"},"I","CHI, GCH, GIT, ONK, URO",30]
[1735,"F1.1.3",null,"F94560","Vrecko stomické s elast.adhezívom SenSura Mio Convex Light","Maxi, jednod., uzavr., priehľadné, 10-43 mm","COL","DK","ks",{"v":0.1,"d":"10.00%"},3.29,3.29,{"v":0,"d":"0.00"},{"v":0,"d":"0.0000%"},{"v":0,"d":"0.00"},"I","CHI, GCH, GIT, ONK, URO",30]
[1736,"F1.1.3",null,"F94556","Vrecko stomické s elast.adhezívom SenSura Mio Convex Soft","Maxi, jednod., uzavr., nepriehľ., s kontr.okienkom, 10-50 mm","COL","DK","ks",{"v":0.1,"d":"10.00%"},3.29,3.29,{"v":0,"d":"0.00"},{"v":0,"d":"0.0000%"},{"v":0,"d":"0.00"},"I","CHI, GCH, GIT, ONK, URO",30]
[1737,"F1.1.3","Z","F94557","Vrecko stomické s elast.adhezívom SenSura Mio Convex Soft","Maxi, jednod., uzavr., priehľadné, 10-50 mm","COL","DK","ks",{"v":0.1,"d":"10.00%"},3.29,3.29,{"v":0,"d":"0.00"},{"v":0,"d":"0.0000%"},{"v":0,"d":"0.00"},"I","CHI, GCH, GIT, ONK, URO",30]
[1738,{"$nulls":3},"F1.2 Jednodielne výpustné vrecko"]
[1739,{"$nulls":3},"F1.2.1 Jednodielne výpustné vrecko",{"$nulls":11},2.93,"ks"]
[1740,"F1.2.1",null,"F87492","Vrecko Flexima Roll-Up","1-dielne s filtrom, béžové, vystrih. otvor 15-60mm, á 30 ks","BME","FR","ks",{"v":0.1,"d":"10.00%"},2.18,2.18,{"v":0,"d":"0.00"},{"v":0,"d":"0.0000%"},{"v":0,"d":"0.00"},"I","CHI, GCH, GIT, ONK, URO",9021909000]
[1741,"F1.2.1",null,"F87493","Vrecko Flexima Roll-Up","1-dielne s filtrom, transparentné, vystrih. otvor 15-60mm, á 30 ks","BME","FR","ks",{"v":0.1,"d":"10.00%"},2.18,2.18,{"v":0,"d":"0.00"},{"v":0,"d":"0.0000%"},{"v":0,"d":"0.00"},"I","CHI, GCH, GIT, ONK, URO",9021909000]
[1742,"F1.2.1",null,"F88516","Vrecko stomické výpustné Flexima Active Roll-up Mini","jednodielne, transparentné, 15-45mm","BME","FR","ks",{"v":0.1,"d":"10.00%"},2.18,2.18,{"v":0,"d":"0.00"},{"v":0,"d":"0.0000%"},{"v":0,"d":"0.00"},"I","CHI, GCH, GIT, ONK, URO",9021909000]
[1743,"F1.2.1",null,"F41316","Stomadress Plus","ileostomické, nepriehľadné, 19 mm, 10 ks","CNV","GB","ks",{"v":0.1,"d":"10.00%"},2.38,2.38,{"v":0,"d":"0.00"},{"v":0,"d":"0.0000%"},{"v":0,"d":"0.00"},"I","CHI, GCH, GIT, ONK, URO",9021]
[1744,"F1.2.1",null,"F74364","SenSura - Mini","ileostomické a kolostomické, nepriehľadné s filtrom,  vystrihovateľný otvor 10-66 mm, á 30ks","COL","DK","ks",{"v":0.1,"d":"10.00%"},2.77,2.77,{"v":0,"d":"0.00"},{"v":0,"d":"0.0000%"},{"v":0,"d":"0.00"},"I","CHI, GCH, GIT, ONK, URO",9021]
[1745,"F1.2.1",null,"F72346","FLEXIMA","ileostomické, s rýchlym výpustom, 15-60mm","BME","FR","ks",{"v":0.1,"d":"10.00%"},2.85,2.85,{"v":0,"d":"0.00"},{"v":0,"d":"0.0000%"},{"v":0,"d":"0.00"},"I","CHI, GCH, GIT, ONK, URO",9021]
[1746,"F1.2.1",null,"F88508","Vrecko stomické výpustné Flexima Active Roll-up","jednodielne, transparentné, 15-50mm","BME","FR","ks",{"v":0.1,"d":"10.00%"},2.85,2.85,{"v":0,"d":"0.00"},{"v":0,"d":"0.0000%"},{"v":0,"d":"0.00"},"I","CHI, GCH, GIT, ONK, URO",9021909000]
[1747,"F1.2.1",null,"F88509","Vrecko stomické výpustné Flexima Active Roll-up","jednodielne, béžové, 15-50mm","BME","FR","ks",{"v":0.1,"d":"10.00%"},2.85,2.85,{"v":0,"d":"0.00"},{"v":0,"d":"0.0000%"},{"v":0,"d":"0.00"},"I","CHI, GCH, GIT, ONK, URO",9021909000]
[1748,"F1.2.1",null,"F88512","Vrecko stomické výpustné Flexima Active Roll-up","jednodielne, béžové, 35mm","BME","FR","ks",{"v":0.1,"d":"10.00%"},2.85,2.85,{"v":0,"d":"0.00"},{"v":0,"d":"0.0000%"},{"v":0,"d":"0.00"},"I","CHI, GCH, GIT, ONK, URO",9021909000]
[1749,"F1.2.1",null,"F88514","Vrecko stomické výpustné Flexima Active Roll-up Maxi","jednodielne, transparentné, 15-80mm","BME","FR","ks",{"v":0.1,"d":"10.00%"},2.85,2.85,{"v":0,"d":"0.00"},{"v":0,"d":"0.0000%"},{"v":0,"d":"0.00"},"I","CHI, GCH, GIT, ONK, URO",9021909000]
[1750,"F1.2.1",null,"F88515","Vrecko stomické výpustné Flexima Active Roll-up Maxi","jednodielne, béžové, 15-80mm","BME","FR","ks",{"v":0.1,"d":"10.00%"},2.85,2.85,{"v":0,"d":"0.00"},{"v":0,"d":"0.0000%"},{"v":0,"d":"0.00"},"I","CHI, GCH, GIT, ONK, URO",9021909000]
[1751,"F1.2.1",null,"F89754","Vrecko ileostomické Confidence Comfort","veľké oválne, vystrihovateľný otvor 110x70mm, 30ks","SHC","GB","ks",{"v":0.1,"d":"10.00%"},2.92,2.92,{"v":0,"d":"0.00"},{"v":0,"d":"0.0000%"},{"v":0,"d":"0.00"},"I","CHI, GCH, GIT, ONK, URO",3006]
[1752,"F1.2.1",null,"F89749","Vrecko ileostomické Confidence Natural","priehľadné štandard, s filtrom, vystrih. otvor 13-70mm, á 30ks","SHC","GB","ks",{"v":0.1,"d":"10.00%"},2.92,2.92,{"v":0,"d":"0.00"},{"v":0,"d":"0.0000%"},{"v":0,"d":"0.00"},"I","CHI, GCH, GIT, ONK, URO",3006]
[1753,"F1.2.1",null,"F89750","Vrecko ileostomické Confidence Natural","štandard s clopňou a filtrom, vystrih. otvor 13-70mm, á 30ks","SHC","GB","ks",{"v":0.1,"d":"10.00%"},2.92,2.92,{"v":0,"d":"0.00"},{"v":0,"d":"0.0000%"},{"v":0,"d":"0.00"},"I","CHI, GCH, GIT, ONK, URO",3006]
[1754,"F1.2.1",null,"F89751","Vrecko ileostomické Confidence Natural","priehľadné veľké, s filtrom, vystrih. otvor 13-70mm, á 30ks","SHC","GB","ks",{"v":0.1,"d":"10.00%"},2.92,2.92,{"v":0,"d":"0.00"},{"v":0,"d":"0.0000%"},{"v":0,"d":"0.00"},"I","CHI, GCH, GIT, ONK, URO",3006]
[1755,"F1.2.1",null,"F89752","Vrecko ileostomické Confidence Natural","veľké s chlopňou a filtrom, vystrih. otvor 13-70mm, á 30ks","SHC","GB","ks",{"v":0.1,"d":"10.00%"},2.92,2.92,{"v":0,"d":"0.00"},{"v":0,"d":"0.0000%"},{"v":0,"d":"0.00"},"I","CHI, GCH, GIT, ONK, URO",3006]
[1756,"F1.2.1",null,"F95510","Vrecko stomické Confidence Natural","výpustné malé, nepriehľadné, s okienkom, vystrihovateľné 13-70 mm","SHC","GB","ks",{"v":0.1,"d":"10.00%"},2.92,2.92,{"v":0,"d":"0.00"},{"v":0,"d":"0.0000%"},{"v":0,"d":"0.00"},"I","CHI, GCH, GIT, ONK, URO",30069100]
[1757,"F1.2.1",null,"F76896","Dansac Nova 1Fold Up","výpustné vrecko, nepriehľadné","DNC","DE","ks",{"v":0.1,"d":"10.00%"},2.93,2.93,{"v":0,"d":"0.00"},{"v":0,"d":"0.0000%"},{"v":0,"d":"0.00"},"I","CHI, GCH, GIT, ONK, URO",9021]
[1758,"F1.2.1",null,"F76897","Dansac Nova 1Fold Up","výpustné vrecko, priehľadné","DNC","DE","ks",{"v":0.1,"d":"10.00%"},2.93,2.93,{"v":0,"d":"0.00"},{"v":0,"d":"0.0000%"},{"v":0,"d":"0.00"},"I","CHI, GCH, GIT, ONK, URO",9021]
[1759,"F1.2.1",null,"F74369","SenSura - Maxi","ileostomické a kolostomické, priehľadné s filtrom, vystrihovateľný otvor 10-76 mm, á 30 ks","COL","DK","ks",{"v":0.1,"d":"10.00%"},2.93,2.93,{"v":0,"d":"0.00"},{"v":0,"d":"0.0000%"},{"v":0,"d":"0.00"},"I","CHI, GCH, GIT, ONK, URO",9021]
[1760,"F1.2.1",null,"F74366","SenSura - Maxi","ileostomické a kolostomické, nepriehľadné s filtrom, vystrihovateľný otvor 10-76 mm, á 30ks","COL","DK","ks",{"v":0.1,"d":"10.00%"},2.93,2.93,{"v":0,"d":"0.00"},{"v":0,"d":"0.0000%"},{"v":0,"d":"0.00"},"I","CHI, GCH, GIT, ONK, URO",9021]
[1761,"F1.2.1",null,"F74368","SenSura - Midi","ileostomické a kolostomické, priehľadné s filtrom, vystrihovateľný otvor 10-66 mm, á 30 ks","COL","DK","ks",{"v":0.1,"d":"10.00%"},2.93,2.93,{"v":0,"d":"0.00"},{"v":0,"d":"0.0000%"},{"v":0,"d":"0.00"},"I","CHI, GCH, GIT, ONK, URO",9021]
[1762,"F1.2.1",null,"F74365","SenSura - Midi","ileostomické a kolostomické, nepriehľadné s filtrom,  vystrihovateľný otvor 10-66 mm, á 30ks","COL","DK","ks",{"v":0.1,"d":"10.00%"},2.93,2.93,{"v":0,"d":"0.00"},{"v":0,"d":"0.0000%"},{"v":0,"d":"0.00"},"I","CHI, GCH, GIT, ONK, URO",9021]
[1763,"F1.2.1",null,"F86358","Vrecko stomické 1-diel. s kontrolným okienkom SenSura maxi","výpustné, nepriehľadné, vystrihovateľné, 10-76 mm","COL","DK","ks",{"v":0.1,"d":"10.00%"},2.93,2.93,{"v":0,"d":"0.00"},{"v":0,"d":"0.0000%"},{"v":0,"d":"0.00"},"I","CHI, GCH, GIT, ONK, URO",9021]
[1764,"F1.2.1",null,"F86357","Vrecko stomické 1-diel. s kontrolným okienkom SenSura midi","výpustné, nepriehľadné, vystrihovateľlné, 10-66 mm","COL","DK","ks",{"v":0.1,"d":"10.00%"},2.93,2.93,{"v":0,"d":"0.00"},{"v":0,"d":"0.0000%"},{"v":0,"d":"0.00"},"I","CHI, GCH, GIT, ONK, URO",9021]
[1765,"F1.2.1",null,"F89050","Vrecko stomické ESTEEM+","Invisiclose s filtrom, béžové, 20-70 mm","CNV","GB","ks",{"v":0.1,"d":"10.00%"},2.93,2.93,{"v":0,"d":"0.00"},{"v":0,"d":"0.0000%"},{"v":0,"d":"0.00"},"I","CHI, GCH, GIT, ONK, URO",9021]
[1766,"F1.2.1",null,"F89051","Vrecko stomické ESTEEM+","Invisiclose s filtrom, béžové, 20-70 mm","CNV","GB","ks",{"v":0.1,"d":"10.00%"},2.93,2.93,{"v":0,"d":"0.00"},{"v":0,"d":"0.0000%"},{"v":0,"d":"0.00"},"I","CHI, GCH, GIT, ONK, URO",9021]
[1767,"F1.2.1",null,"F90607","Vrecko stomické ESTEEM+ invisclose","jednodielne, prestrih. otvor, béžové, štandard, invisclose s filtrom 30 mm","CNV","GB","ks",{"v":0.1,"d":"10.00%"},2.93,2.93,{"v":0,"d":"0.00"},{"v":0,"d":"0.0000%"},{"v":0,"d":"0.00"},"I","CHI, GCH, GIT, ONK, URO",9021]
[1768,"F1.2.1",null,"F90608","Vrecko stomické ESTEEM+ invisclose","jednodielne, prestrih. otvor, béžové, štandard, invisclose s filtrom 40 mm","CNV","GB","ks",{"v":0.1,"d":"10.00%"},2.93,2.93,{"v":0,"d":"0.00"},{"v":0,"d":"0.0000%"},{"v":0,"d":"0.00"},"I","CHI, GCH, GIT, ONK, URO",9021]
[1769,"F1.2.1",null,"F90609","Vrecko stomické ESTEEM+ invisclose","jednodielne, prestrih. otvor, priehľadné, štandard, invisclose bez filtra 100 mm","CNV","GB","ks",{"v":0.1,"d":"10.00%"},2.93,2.93,{"v":0,"d":"0.00"},{"v":0,"d":"0.0000%"},{"v":0,"d":"0.00"},"I","CHI, GCH, GIT, ONK, URO",9021]
[1770,"F1.2.1",null,"F85685","Vrecko výpust. nepriehľadné  Dansac NovaLife 1 Maxi Open","1-diel., vystrih. otvor 10-70/90mm","DNC","DK","ks",{"v":0.1,"d":"10.00%"},2.93,2.93,{"v":0,"d":"0.00"},{"v":0,"d":"0.0000%"},{"v":0,"d":"0.00"},"I","CHI, GCH, GIT, ONK, URO",9021909000]
[1771,"F1.2.1",null,"F85681","Vrecko výpust. nepriehľadné Dansac NovaLife 1 Midi Open","1-diel., vystrih. otvor 10-55/70mm","DNC","DK","ks",{"v":0.1,"d":"10.00%"},2.93,2.93,{"v":0,"d":"0.00"},{"v":0,"d":"0.0000%"},{"v":0,"d":"0.00"},"I","CHI, GCH, GIT, ONK, URO",9021909000]
[1772,"F1.2.1",null,"F85683","Vrecko výpust. nepriehľadné Dansac NovaLife 1 Mini Open","1-diel., vystrih. otvor 10-38/50mm","DNC","DK","ks",{"v":0.1,"d":"10.00%"},2.93,2.93,{"v":0,"d":"0.00"},{"v":0,"d":"0.0000%"},{"v":0,"d":"0.00"},"I","CHI, GCH, GIT, ONK, URO",9021909000]
[1773,"F1.2.1",null,"F85686","Vrecko výpust. priehľadné  Dansac NovaLife 1 Maxi Open","1-diel., vystrih. otvor 10-70/90mm","DNC","DK","ks",{"v":0.1,"d":"10.00%"},2.93,2.93,{"v":0,"d":"0.00"},{"v":0,"d":"0.0000%"},{"v":0,"d":"0.00"},"I","CHI, GCH, GIT, ONK, URO",9021909000]
[1774,"F1.2.1",null,"F85682","Vrecko výpust. priehľadné  Dansac NovaLife 1 Midi Open","1-diel., vystrih. otvor 10-55/70mm","DNC","DK","ks",{"v":0.1,"d":"10.00%"},2.93,2.93,{"v":0,"d":"0.00"},{"v":0,"d":"0.0000%"},{"v":0,"d":"0.00"},"I","CHI, GCH, GIT, ONK, URO",9021909000]
[1775,"F1.2.1","Z","F85684","Vrecko výpust. priehľadné  Dansac NovaLife 1 Mini Open","1-diel., vystrih. otvor 10-38/50mm","DNC","DK","ks",{"v":0.1,"d":"10.00%"},2.93,2.93,{"v":0,"d":"0.00"},{"v":0,"d":"0.0000%"},{"v":0,"d":"0.00"},"I","CHI, GCH, GIT, ONK, URO",9021909000]
[1776,{"$nulls":3},"F1.2.2 Jednodielne výpustné vrecko konvexné a konkávne",{"$nulls":11},4.4,"ks"]
[1777,"F1.2.2",null,"F90569","Vrecko stomické 1-diel.s kontr.okienkom SenSura Convex Light","maxi, výpustné, nepriehľadné, vystrihovateľné; 15-43mm","COL","DK","ks",{"v":0.1,"d":"10.00%"},4.32,4.32,{"v":0,"d":"0.00"},{"v":0,"d":"0.0000%"},{"v":0,"d":"0.00"},"I","CHI, GCH, GIT, ONK, URO",30]
[1778,"F1.2.2",null,"F90570","Vrecko stomické 1-diel.s kontr.okienkom SenSura Convex Light","maxi, výpustné, priehľadné, vystrihovateľné; 15-43mm","COL","DK","ks",{"v":0.1,"d":"10.00%"},4.32,4.32,{"v":0,"d":"0.00"},{"v":0,"d":"0.0000%"},{"v":0,"d":"0.00"},"I","CHI, GCH, GIT, ONK, URO",30]
[1779,"F1.2.2",null,"F95508","Vrecko stomické Confidence Natural Soft Convex","výpustné nepriehľadné, s okienkom, vystrihovateľné 13-38 mm","SHC","GB","ks",{"v":0.1,"d":"10.00%"},4.38,4.38,{"v":0,"d":"0.00"},{"v":0,"d":"0.0000%"},{"v":0,"d":"0.00"},"I","CHI, GCH, GIT, ONK, URO",30069100]
[1780,"F1.2.2",null,"F95509","Vrecko stomické Confidence Natural Soft Convex","výpustné nepriehľadné, s okienkom, vystrihovateľné 13-52 mm","SHC","GB","ks",{"v":0.1,"d":"10.00%"},4.38,4.38,{"v":0,"d":"0.00"},{"v":0,"d":"0.0000%"},{"v":0,"d":"0.00"},"I","CHI, GCH, GIT, ONK, URO",30069100]
[1781,"F1.2.2",null,"F96465","Esteem+ Flex convex výpustné","konvexné, s filtrom, nepriehľadné s kontr. okienkom, V1, 20-43 mm","CNV","GB","ks",{"v":0.1,"d":"10.00%"},{"v":4.4,"d":"4.40"},{"v":4.4,"d":"4.40"},{"v":0,"d":"0.00"},{"v":0,"d":"0.0000%"},{"v":0,"d":"0.00"},"I","CHI, GCH, GIT, ONK, URO",30069100]
[1782,"F1.2.2",null,"F96466","Esteem+ Flex convex výpustné","konvexné, s filtrom, nepriehľadné s kontr. okienkom, V2, 20-35 mm","CNV","GB","ks",{"v":0.1,"d":"10.00%"},{"v":4.4,"d":"4.40"},{"v":4.4,"d":"4.40"},{"v":0,"d":"0.00"},{"v":0,"d":"0.0000%"},{"v":0,"d":"0.00"},"I","CHI, GCH, GIT, ONK, URO",30069100]
[1783,"F1.2.2",null,"F96467","Esteem+ Flex convex výpustné","konvexné, s filtrom, nepriehľadné s kontr. okienkom, V3, 20-25 mm","CNV","GB","ks",{"v":0.1,"d":"10.00%"},{"v":4.4,"d":"4.40"},{"v":4.4,"d":"4.40"},{"v":0,"d":"0.00"},{"v":0,"d":"0.0000%"},{"v":0,"d":"0.00"},"I","CHI, GCH, GIT, ONK, URO",30069100]
[1784,"F1.2.2",null,"F94828","Vrecko stom. výpust. nepriehľ. Dansac NovaLife 1 Maxi Open Soft Convex","jednodielne, vystrih. Otvor 15-54mm","DNC","DK","ks",{"v":0.1,"d":"10.00%"},{"v":4.4,"d":"4.40"},{"v":4.4,"d":"4.40"},{"v":0,"d":"0.00"},{"v":0,"d":"0.0000%"},{"v":0,"d":"0.00"},"I","CHI, GCH, GIT, ONK, URO",30069100]
[1785,"F1.2.2",null,"F94830","Vrecko stom. výpust. nepriehľ. Dansac NovaLife 1 Midi Open Soft Convex","jednodielne, vystrih. Otvor 15-34mm","DNC","DK","ks",{"v":0.1,"d":"10.00%"},{"v":4.4,"d":"4.40"},{"v":4.4,"d":"4.40"},{"v":0,"d":"0.00"},{"v":0,"d":"0.0000%"},{"v":0,"d":"0.00"},"I","CHI, GCH, GIT, ONK, URO",30069100]
[1786,"F1.2.2",null,"F90568","Vrecko stomické 1-diel.s kontr.okienkom SenSura Convex Light","midi, výpustné, nepriehľadné, vystrihovateľné; 15-43mm","COL","DK","ks",{"v":0.1,"d":"10.00%"},{"v":4.4,"d":"4.40"},{"v":4.4,"d":"4.40"},{"v":0,"d":"0.00"},{"v":0,"d":"0.0000%"},{"v":0,"d":"0.00"},"I","CHI, GCH, GIT, ONK, URO",30]
[1787,"F1.2.2",null,"F95249","Vrecko stomické s elast. adhezívom SenSura Mio Convex Deep, Maxi","jednodielne výpustné, nepriehľadné, s kontrolným okienkom, 15-33 mm","COL","DK","ks",{"v":0.1,"d":"10.00%"},{"v":4.4,"d":"4.40"},{"v":4.4,"d":"4.40"},{"v":0,"d":"0.00"},{"v":0,"d":"0.0000%"},{"v":0,"d":"0.00"},"I","CHI, GCH, GIT, ONK, URO",9021]
[1788,"F1.2.2",null,"F98642","Vrecko stomické s elast. adhezívom SenSura Mio Convex Flip Maxi","jednodielne, výpustné, nepriehľadné, s kontr. okienkom, 10-60mm","COL","DK","ks",{"v":0.1,"d":"10.00%"},{"v":4.4,"d":"4.40"},{"v":4.4,"d":"4.40"},{"v":0,"d":"0.00"},{"v":0,"d":"0.0000%"},{"v":0,"d":"0.00"},"I","CHI, GCH, GIT, ONK, URO",9021]
[1789,"F1.2.2",null,"F95248","Vrecko stomické s elast. adhezívom SenSura Mio Convex Light, Maxi","jednodielne výpustné, nepriehľadné, s kontrolným okienkom, 15-33 mm","COL","DK","ks",{"v":0.1,"d":"10.00%"},{"v":4.4,"d":"4.40"},{"v":4.4,"d":"4.40"},{"v":0,"d":"0.00"},{"v":0,"d":"0.0000%"},{"v":0,"d":"0.00"},"I","CHI, GCH, GIT, ONK, URO",9021]
[1790,"F1.2.2",null,"F94555","Vrecko stomické s elast.adhezívom SenSura Mio Convex Deep","Maxi, jednod., výpust., nepriehľ., s kontr. okienkom, 31-43 mm","COL","DK","ks",{"v":0.1,"d":"10.00%"},{"v":4.4,"d":"4.40"},{"v":4.4,"d":"4.40"},{"v":0,"d":"0.00"},{"v":0,"d":"0.0000%"},{"v":0,"d":"0.00"},"I","CHI, GCH, GIT, ONK, URO",30]
[1791,"F1.2.2",null,"F94552","Vrecko stomické s elast.adhezívom SenSura Mio Convex Light","Midi, jednod., výpust., nepriehľ., s kontr. okienkom, 31-43 mm","COL","DK","ks",{"v":0.1,"d":"10.00%"},{"v":4.4,"d":"4.40"},{"v":4.4,"d":"4.40"},{"v":0,"d":"0.00"},{"v":0,"d":"0.0000%"},{"v":0,"d":"0.00"},"I","CHI, GCH, GIT, ONK, URO",30]
[1792,"F1.2.2",null,"F94553","Vrecko stomické s elast.adhezívom SenSura Mio Convex Light","Maxi, jednod., výpust., nepriehľ., s kontr. okienkom, 31-43 mm","COL","DK","ks",{"v":0.1,"d":"10.00%"},{"v":4.4,"d":"4.40"},{"v":4.4,"d":"4.40"},{"v":0,"d":"0.00"},{"v":0,"d":"0.0000%"},{"v":0,"d":"0.00"},"I","CHI, GCH, GIT, ONK, URO",30]
[1793,"F1.2.2",null,"F94554","Vrecko stomické s elast.adhezívom SenSura Mio Convex Light","Maxi, jednod., výpustné, priehľadné, s kontr. okienkom, 10-43 mm","COL","DK","ks",{"v":0.1,"d":"10.00%"},{"v":4.4,"d":"4.40"},{"v":4.4,"d":"4.40"},{"v":0,"d":"0.00"},{"v":0,"d":"0.0000%"},{"v":0,"d":"0.00"},"I","CHI, GCH, GIT, ONK, URO",30]
[1794,"F1.2.2",null,"F94550","Vrecko stomické s elast.adhezívom SenSura Mio Convex Soft","Maxi, jednod., výpust., nepriehľ., s kontr. okienkom, 10-50 mm","COL","DK","ks",{"v":0.1,"d":"10.00%"},{"v":4.4,"d":"4.40"},{"v":4.4,"d":"4.40"},{"v":0,"d":"0.00"},{"v":0,"d":"0.0000%"},{"v":0,"d":"0.00"},"I","CHI, GCH, GIT, ONK, URO",30]
[1795,"F1.2.2","Z","F94551","Vrecko stomické s elast.adhezívom SenSura Mio Convex Soft","Maxi, jednod., výpustné, priehľadné, s kontr. okienkom, 10-50 mm","COL","DK","ks",{"v":0.1,"d":"10.00%"},{"v":4.4,"d":"4.40"},{"v":4.4,"d":"4.40"},{"v":0,"d":"0.00"},{"v":0,"d":"0.0000%"},{"v":0,"d":"0.00"},"I","CHI, GCH, GIT, ONK, URO",30]
[1796,"F1.2.2",null,"F98639","Vrecko stomické s elastickým adhezívom SenSura Mio Convex Flip Maxi","jednodielne, konkávne, výpustné, nepriehľadné, s kontrolným okienkom, 10-40mm","COL","DK","ks",{"v":0.1,"d":"10.00%"},{"v":4.4,"d":"4.40"},{"v":4.4,"d":"4.40"},{"v":0,"d":"0.00"},{"v":0,"d":"0.0000%"},{"v":0,"d":"0.00"},"I","CHI, GCH, GIT, ONK, URO",9021]
[1797,"F1.2.2",null,"F98640","Vrecko stomické s elastickým adhezívom SenSura Mio Convex Flip Maxi","jednodielne, konkávne, výpustné, nepriehľadné, s kontrolným okienkom, 10-50mm","COL","DK","ks",{"v":0.1,"d":"10.00%"},{"v":4.4,"d":"4.40"},{"v":4.4,"d":"4.40"},{"v":0,"d":"0.00"},{"v":0,"d":"0.0000%"},{"v":0,"d":"0.00"},"I","CHI, GCH, GIT, ONK, URO",9021]
[1798,"F1.2.2",null,"F98641","Vrecko stomické s elastickým adhezívom SenSura Mio Convex Flip Maxi","jednodielne, konkávne, výpustné, nepriehľadné, s kontrolným okienkom, 10-60mm","COL","DK","ks",{"v":0.1,"d":"10.00%"},{"v":4.4,"d":"4.40"},{"v":4.4,"d":"4.40"},{"v":0,"d":"0.00"},{"v":0,"d":"0.0000%"},{"v":0,"d":"0.00"},"I","CHI, GCH, GIT, ONK, URO",9021]
[1799,{"$nulls":3},"F1.2.3 Jednodielne výpustné vrecko s elastickým adhezívom",{"$nulls":11},3.99,"ks"]
[1800,"F1.2.3",null,"F92941","Esteem+ stomické vrecko s tvarovateľnou technológiou","InvisiClose, jednodielne, priehľadné, s filtrom, 20-30 mm","CNV","GB","ks",{"v":0.1,"d":"10.00%"},3.99,3.99,{"v":0,"d":"0.00"},{"v":0,"d":"0.0000%"},{"v":0,"d":"0.00"},"I","CHI, GCH, GIT, ONK, URO",30069100]
[1801,"F1.2.3",null,"F92942","Esteem+ stomické vrecko s tvarovateľnou technológiou","InvisiClose, jednodielne, priehľadné, s filtrom, 30-40 mm","CNV","GB","ks",{"v":0.1,"d":"10.00%"},3.99,3.99,{"v":0,"d":"0.00"},{"v":0,"d":"0.0000%"},{"v":0,"d":"0.00"},"I","CHI, GCH, GIT, ONK, URO",30069100]
[1802,"F1.2.3",null,"F92943","Esteem+ stomické vrecko s tvarovateľnou technológiou","InvisiClose, jednodielne, nepriehľadné, s filtrom, 20-30 mm","CNV","GB","ks",{"v":0.1,"d":"10.00%"},3.99,3.99,{"v":0,"d":"0.00"},{"v":0,"d":"0.0000%"},{"v":0,"d":"0.00"},"I","CHI, GCH, GIT, ONK, URO",30069100]
[1803,"F1.2.3",null,"F92944","Esteem+ stomické vrecko s tvarovateľnou technológiou","InvisiClose, jednodielne, nepriehľadné, s filtrom, 30-40 mm","CNV","GB","ks",{"v":0.1,"d":"10.00%"},3.99,3.99,{"v":0,"d":"0.00"},{"v":0,"d":"0.0000%"},{"v":0,"d":"0.00"},"I","CHI, GCH, GIT, ONK, URO",30069100]
[1804,"F1.2.3",null,"F95745","Esteem+ stomické vrecko s tvarovateľnou technológiou","jednodielne, InvisiClose, nepriehľadné, s filtrom, 40-50 mm","CNV","GB","ks",{"v":0.1,"d":"10.00%"},3.99,3.99,{"v":0,"d":"0.00"},{"v":0,"d":"0.0000%"},{"v":0,"d":"0.00"},"I","CHI, GCH, GIT, ONK, URO",30069100]
[1805,"F1.2.3",null,"F95746","Esteem+ stomické vrecko s tvarovateľnou technológiou","jednodielne, InvisiClose, priehľadné, s filtrom, 40-50 mm","CNV","GB","ks",{"v":0.1,"d":"10.00%"},3.99,3.99,{"v":0,"d":"0.00"},{"v":0,"d":"0.0000%"},{"v":0,"d":"0.00"},"I","CHI, GCH, GIT, ONK, URO",30069100]
[1806,"F1.2.3",null,"F92261","Vrecko stomické s elastickým adhezívom SenSura Mio","Jednod., výpust., nepriehľ., s kontr.okienkom, 10-45 mm, mini","COL","DK","ks",{"v":0.1,"d":"10.00%"},3.99,3.99,{"v":0,"d":"0.00"},{"v":0,"d":"0.0000%"},{"v":0,"d":"0.00"},"I","CHI, GCH, GIT, ONK, URO",30]
[1807,"F1.2.3",null,"F92262","Vrecko stomické s elastickým adhezívom SenSura Mio","Jednod., výpust., nepriehľ., s kontr.okienkom, 10-45 mm, midi","COL","DK","ks",{"v":0.1,"d":"10.00%"},3.99,3.99,{"v":0,"d":"0.00"},{"v":0,"d":"0.0000%"},{"v":0,"d":"0.00"},"I","CHI, GCH, GIT, ONK, URO",30]
[1808,"F1.2.3",null,"F92263","Vrecko stomické s elastickým adhezívom SenSura Mio","Jednod., výpust., nepriehľ., s kontr.okienkom, 10-55 mm, maxi","COL","DK","ks",{"v":0.1,"d":"10.00%"},3.99,3.99,{"v":0,"d":"0.00"},{"v":0,"d":"0.0000%"},{"v":0,"d":"0.00"},"I","CHI, GCH, GIT, ONK, URO",30]
[1809,"F1.2.3","Z","F92264","Vrecko stomické s elastickým adhezívom SenSura Mio","Jednod., výpust., priehľ., s kontr.okienkom, 10-55 mm, maxi","COL","DK","ks",{"v":0.1,"d":"10.00%"},3.99,3.99,{"v":0,"d":"0.00"},{"v":0,"d":"0.0000%"},{"v":0,"d":"0.00"},"I","CHI, GCH, GIT, ONK, URO",30]
[1810,{"$nulls":3},"F1.3 Jednodielne urostomické vrecko",{"$nulls":11},3.46,"ks"]
[1811,"F1.3",null,"F76898","Dansac Nova 1 Urostomy X3","urostomické vrecko nepriehľadné","DNC","DE","ks",{"v":0.1,"d":"10.00%"},2.67,2.67,{"v":0,"d":"0.00"},{"v":0,"d":"0.0000%"},{"v":0,"d":"0.00"},"I","CHI, GCH, GIT, ONK, URO",9021]
[1812,"F1.3",null,"F76899","Dansac Nova 1 Urostomy X3","urostomické vrecko priehľadné","DNC","DE","ks",{"v":0.1,"d":"10.00%"},2.67,2.67,{"v":0,"d":"0.00"},{"v":0,"d":"0.0000%"},{"v":0,"d":"0.00"},"I","CHI, GCH, GIT, ONK, URO",9021]
[1813,"F1.3",null,"F87498","Vrecko Flexima Uro Silk","1-dielne, transparentné 12-55 mm, á 30 ks","BME","FR","ks",{"v":0.1,"d":"10.00%"},3.12,3.12,{"v":0,"d":"0.00"},{"v":0,"d":"0.0000%"},{"v":0,"d":"0.00"},"I","CHI, GCH, GIT, ONK, URO",9021909000]
[1814,"F1.3",null,"F87499","Vrecko Flexima Uro Silk","1-dielne, béžové, 12-55 mm, á 30 ks","BME","FR","ks",{"v":0.1,"d":"10.00%"},3.12,3.12,{"v":0,"d":"0.00"},{"v":0,"d":"0.0000%"},{"v":0,"d":"0.00"},"I","CHI, GCH, GIT, ONK, URO",9021909000]
[1815,"F1.3",null,"F57999","Stomadress Plus","urostomické, 19 mm, á 10 ks","CNV","GB","ks",{"v":0.1,"d":"10.00%"},3.25,3.25,{"v":0,"d":"0.00"},{"v":0,"d":"0.0000%"},{"v":0,"d":"0.00"},"I","CHI, GCH, GIT, ONK, URO",9021]
[1816,"F1.3",null,"F89753","Vrecko urostomické Confidence Natural","štandard, s chlopňou a filtrom, vystrih. otvor 13-70mm, á 10ks","SHC","GB","ks",{"v":0.1,"d":"10.00%"},3.45,3.45,{"v":0,"d":"0.00"},{"v":0,"d":"0.0000%"},{"v":0,"d":"0.00"},"I","CHI, GCH, GIT, ONK, URO",3006]
[1817,"F1.3",null,"F82725","Vrecko urostomické 1-diel. SenSura Maxi","priehľadné, vystrih. otvor 10-76 mm, á 30 ks","COL","DK","ks",{"v":0.1,"d":"10.00%"},3.46,3.46,{"v":0,"d":"0.00"},{"v":0,"d":"0.0000%"},{"v":0,"d":"0.00"},"I","CHI, GCH, GIT, ONK, URO",9021]
[1818,"F1.3",null,"F82726","Vrecko urostomické 1-diel. SenSura Maxi","nepriehľadné, vystrih. otvor 10-76 mm, á 30 ks","COL","DK","ks",{"v":0.1,"d":"10.00%"},3.46,3.46,{"v":0,"d":"0.00"},{"v":0,"d":"0.0000%"},{"v":0,"d":"0.00"},"I","CHI, GCH, GIT, ONK, URO",9021]
[1819,"F1.3","Z","F82724","Vrecko urostomické 1-diel. SenSura Midi","priehľadné, vystrih. otvor 10-66 mm, á 30 ks","COL","DK","ks",{"v":0.1,"d":"10.00%"},3.46,3.46,{"v":0,"d":"0.00"},{"v":0,"d":"0.0000%"},{"v":0,"d":"0.00"},"I","CHI, GCH, GIT, ONK, URO",9021]
[1820,{"$nulls":3},"F1.3.1 Jednodielne urostomické vrecko konvexné",{"$nulls":11},4.4,"ks"]
[1821,"F1.3.1",null,"F96462","Esteem+ Flex convex urostomické","konvexné, nepriehľadné s kontr. okienkom, V1, 10-43 mm","CNV","GB","ks",{"v":0.1,"d":"10.00%"},{"v":4.4,"d":"4.40"},{"v":4.4,"d":"4.40"},{"v":0,"d":"0.00"},{"v":0,"d":"0.0000%"},{"v":0,"d":"0.00"},"I","CHI, GCH, GIT, ONK, URO",30069100]
[1822,"F1.3.1",null,"F96463","Esteem+ Flex convex urostomické","konvexné, nepriehľadné s kontr. okienkom, V2, 10-35 mm","CNV","GB","ks",{"v":0.1,"d":"10.00%"},{"v":4.4,"d":"4.40"},{"v":4.4,"d":"4.40"},{"v":0,"d":"0.00"},{"v":0,"d":"0.0000%"},{"v":0,"d":"0.00"},"I","CHI, GCH, GIT, ONK, URO",30069100]
[1823,"F1.3.1","Z","F96464","Esteem+ Flex convex urostomické","konvexné, nepriehľadné s kontr. okienkom, V3, 10-25 mm","CNV","GB","ks",{"v":0.1,"d":"10.00%"},{"v":4.4,"d":"4.40"},{"v":4.4,"d":"4.40"},{"v":0,"d":"0.00"},{"v":0,"d":"0.0000%"},{"v":0,"d":"0.00"},"I","CHI, GCH, GIT, ONK, URO",30069100]
[1824,{"$nulls":3},"F2 Dvojdielny systém"]
[1825,{"$nulls":3},"F2.1 Dvojdielny systém podložka"]
[1826,{"$nulls":3},"F2.1.1 Dvojdielny systém - podložka","netvarovateľná",{"$nulls":10},8,"ks"]
[1827,"F2.1.1",null,"F85716","Podložka Dansac NovaLife 2","2-diel. systém, krúžok 36mm, vystrih. otvor 10-28mm","DNC","DK","ks",{"v":0.1,"d":"10.00%"},3.06,3.06,{"v":0,"d":"0.00"},{"v":0,"d":"0.0000%"},{"v":0,"d":"0.00"},"I","CHI, GCH, GIT, ONK, URO",9021909000]
[1828,"F2.1.1",null,"F85717","Podložka Dansac NovaLife 2","2-diel. systém, krúžok 43mm, vystrih. otvor 10-35mm","DNC","DK","ks",{"v":0.1,"d":"10.00%"},3.06,3.06,{"v":0,"d":"0.00"},{"v":0,"d":"0.0000%"},{"v":0,"d":"0.00"},"I","CHI, GCH, GIT, ONK, URO",9021909000]
[1829,"F2.1.1",null,"F85718","Podložka Dansac NovaLife 2","2-diel. systém, krúžok 55mm, vystrih. otvor 10-47mm","DNC","DK","ks",{"v":0.1,"d":"10.00%"},3.06,3.06,{"v":0,"d":"0.00"},{"v":0,"d":"0.0000%"},{"v":0,"d":"0.00"},"I","CHI, GCH, GIT, ONK, URO",9021909000]
[1830,"F2.1.1",null,"F85719","Podložka Dansac NovaLife 2","2-diel. systém, krúžok 70mm, vystrih. otvor 10-62mm","DNC","DK","ks",{"v":0.1,"d":"10.00%"},3.06,3.06,{"v":0,"d":"0.00"},{"v":0,"d":"0.0000%"},{"v":0,"d":"0.00"},"I","CHI, GCH, GIT, ONK, URO",9021909000]
[1831,"F2.1.1",null,"F80417","Podložka stomická SenSura click","s uškami, 40mm/otv., 10-35 mm, á 5 ks","COL","DK","ks",{"v":0.1,"d":"10.00%"},3.14,3.14,{"v":0,"d":"0.00"},{"v":0,"d":"0.0000%"},{"v":0,"d":"0.00"},"I","CHI, GCH, GIT, ONK, URO",9021]
[1832,"F2.1.1",null,"F80418","Podložka stomická SenSura click","s uškami, 50mm/otv. ,10-45 mm, 5 ks","COL","DK","ks",{"v":0.1,"d":"10.00%"},3.14,3.14,{"v":0,"d":"0.00"},{"v":0,"d":"0.0000%"},{"v":0,"d":"0.00"},"I","CHI, GCH, GIT, ONK, URO",9021]
[1833,"F2.1.1",null,"F80419","Podložka stomická SenSura click","s uškami, 60mm/otv., 10-55 mm, 5 ks","COL","DK","ks",{"v":0.1,"d":"10.00%"},3.14,3.14,{"v":0,"d":"0.00"},{"v":0,"d":"0.0000%"},{"v":0,"d":"0.00"},"I","CHI, GCH, GIT, ONK, URO",9021]
[1834,"F2.1.1",null,"F86776","Podložka stomická Natura Stomahesive","priemer 100 mm","CNV","GB","ks",{"v":0.1,"d":"10.00%"},3.63,3.63,{"v":0,"d":"0.00"},{"v":0,"d":"0.0000%"},{"v":0,"d":"0.00"},"I","CHI, GCH, GIT, ONK, URO",9021]
[1835,"F2.1.1",null,"F76909","Dansac Nova 2","85*85mm/36mm, á 5 ks","DNC","DK","ks",{"v":0.1,"d":"10.00%"},3.95,3.95,{"v":0,"d":"0.00"},{"v":0,"d":"0.0000%"},{"v":0,"d":"0.00"},"I","CHI, GCH, GIT, ONK, URO",9021909000]
[1836,"F2.1.1",null,"F76910","Dansac Nova 2","100*100mm/43mm, á 5 ks","DNC","DK","ks",{"v":0.1,"d":"10.00%"},3.95,3.95,{"v":0,"d":"0.00"},{"v":0,"d":"0.0000%"},{"v":0,"d":"0.00"},"I","CHI, GCH, GIT, ONK, URO",9021909000]
[1837,"F2.1.1",null,"F76911","Dansac Nova 2","100*100mm/55mm, á 5ks","DNC","DK","ks",{"v":0.1,"d":"10.00%"},3.95,3.95,{"v":0,"d":"0.00"},{"v":0,"d":"0.0000%"},{"v":0,"d":"0.00"},"I","CHI, GCH, GIT, ONK, URO",9021909000]
[1838,"F2.1.1",null,"F76912","Dansac Nova 2","115*115mm/70mm, á 5 ks","DNC","DK","ks",{"v":0.1,"d":"10.00%"},3.95,3.95,{"v":0,"d":"0.00"},{"v":0,"d":"0.0000%"},{"v":0,"d":"0.00"},"I","CHI, GCH, GIT, ONK, URO",9021909000]
[1839,"F2.1.1",null,"F22178","Dansac Duo Soft","k urostomickým vreckám","DNC","DK","ks",{"v":0.1,"d":"10.00%"},4.29,4.29,{"v":0,"d":"0.00"},{"v":0,"d":"0.0000%"},{"v":0,"d":"0.00"},"I","CHI, GCH, GIT, ONK, URO",9021]
[1840,"F2.1.1",null,"F71715","Almarys TWIN +","35-75mm","BME","FR","ks",{"v":0.1,"d":"10.00%"},4.98,4.98,{"v":0,"d":"0.00"},{"v":0,"d":"0.0000%"},{"v":0,"d":"0.00"},"I","CHI, GCH, GIT, ONK, URO",9021]
[1841,"F2.1.1",null,"F85672","Podložka mäkká konvexná Dansac Nova 2 X3","43x3mm, hydrokoloid, vystrih.otvor 15-30mm/5ks","DNC","DK","ks",{"v":0.1,"d":"10.00%"},5.11,5.11,{"v":0,"d":"0.00"},{"v":0,"d":"0.0000%"},{"v":0,"d":"0.00"},"I","CHI, GCH, GIT, ONK, URO",9021909000]
[1842,"F2.1.1",null,"F85673","Podložka mäkká konvexná Dansac Nova 2 X3","55x3mm, hydrokoloid, vystrih.otvor 15-42mm/5ks","DNC","DK","ks",{"v":0.1,"d":"10.00%"},5.46,5.46,{"v":0,"d":"0.00"},{"v":0,"d":"0.0000%"},{"v":0,"d":"0.00"},"I","CHI, GCH, GIT, ONK, URO",9021909000]
[1843,"F2.1.1",null,"F82743","Podložka stomická SenSura Click","základná s uškami na opasok","COL","DK","ks",{"v":0.1,"d":"10.00%"},5.57,5.57,{"v":0,"d":"0.00"},{"v":0,"d":"0.0000%"},{"v":0,"d":"0.00"},"I","CHI, GCH, GIT, ONK, URO",9021]
[1844,"F2.1.1",null,"F91836","Stomická podložka Flexima 3S","rovná, priemer 55mm, vystrihovateľný otvor 15-40mm","BME","FR","ks",{"v":0.1,"d":"10.00%"},5.73,5.73,{"v":0,"d":"0.00"},{"v":0,"d":"0.0000%"},{"v":0,"d":"0.00"},"I","CHI, GCH, GIT, ONK, URO",30069100]
[1845,"F2.1.1",null,"F91839","Stomická podložka Flexima 3S","rovná, priemer 65mm, vystrihovateľný otvor 15-50mm","BME","FR","ks",{"v":0.1,"d":"10.00%"},5.73,5.73,{"v":0,"d":"0.00"},{"v":0,"d":"0.0000%"},{"v":0,"d":"0.00"},"I","CHI, GCH, GIT, ONK, URO",30069100]
[1846,"F2.1.1",null,"F89761","Podložka flexibilná Harmony Duo","s Aloe Vera, vystrihovateľný otvor 13-50mm, 10ks","SHC","GB","ks",{"v":0.1,"d":"10.00%"},5.87,5.87,{"v":0,"d":"0.00"},{"v":0,"d":"0.0000%"},{"v":0,"d":"0.00"},"I","CHI, GCH, GIT, ONK, URO",3006]
[1847,"F2.1.1",null,"F85674","Podložka štandard. Konvexná Dansac Nova 2 Convex","43x6mm, vystrih. otvor 15-30mm/5ks","DNC","DK","ks",{"v":0.1,"d":"10.00%"},{"v":6.2,"d":"6.20"},{"v":6.2,"d":"6.20"},{"v":0,"d":"0.00"},{"v":0,"d":"0.0000%"},{"v":0,"d":"0.00"},"I","CHI, GCH, GIT, ONK, URO",9021909000]
[1848,"F2.1.1",null,"F85675","Podložka štandard. Konvexná Dansac Nova 2 Convex","55x6mm, vystrih. otvor 15-42mm/5ks","DNC","DK","ks",{"v":0.1,"d":"10.00%"},{"v":6.2,"d":"6.20"},{"v":6.2,"d":"6.20"},{"v":0,"d":"0.00"},{"v":0,"d":"0.0000%"},{"v":0,"d":"0.00"},"I","CHI, GCH, GIT, ONK, URO",9021909000]
[1849,"F2.1.1",null,"F86784","Podložka stomická Natura Stomahesive","priemer 38 mm","CNV","GB","ks",{"v":0.1,"d":"10.00%"},6.39,6.39,{"v":0,"d":"0.00"},{"v":0,"d":"0.0000%"},{"v":0,"d":"0.00"},"I","CHI, GCH, GIT, ONK, URO",9021]
[1850,"F2.1.1",null,"F86786","Podložka stomická Natura Stomahesive","priemer 57 mm","CNV","GB","ks",{"v":0.1,"d":"10.00%"},6.39,6.39,{"v":0,"d":"0.00"},{"v":0,"d":"0.0000%"},{"v":0,"d":"0.00"},"I","CHI, GCH, GIT, ONK, URO",9021]
[1851,"F2.1.1",null,"F86785","Podložka stomická Natura Stomahesive","priemer 45 mm","CNV","GB","ks",{"v":0.1,"d":"10.00%"},6.67,6.67,{"v":0,"d":"0.00"},{"v":0,"d":"0.0000%"},{"v":0,"d":"0.00"},"I","CHI, GCH, GIT, ONK, URO",9021]
[1852,"F2.1.1",null,"F86787","Podložka stomická Natura Stomahesive","priemer 70 mm","CNV","GB","ks",{"v":0.1,"d":"10.00%"},6.92,6.92,{"v":0,"d":"0.00"},{"v":0,"d":"0.0000%"},{"v":0,"d":"0.00"},"I","CHI, GCH, GIT, ONK, URO",9021]
[1853,"F2.1.1",null,"F74324","Flexima Key","40-80 mm, á 5ks","BME","FR","ks",{"v":0.1,"d":"10.00%"},7.09,7.09,{"v":0,"d":"0.00"},{"v":0,"d":"0.0000%"},{"v":0,"d":"0.00"},"I","CHI, GCH, GIT, ONK, URO",9021]
[1854,"F2.1.1",null,"F82739","Podložka stomická SenSura Click Convex Light","konvexná s uškami na opasok á 5 ks","COL","DK","ks",{"v":0.1,"d":"10.00%"},7.25,7.25,{"v":0,"d":"0.00"},{"v":0,"d":"0.0000%"},{"v":0,"d":"0.00"},"I","CHI, GCH, GIT, ONK, URO",9021]
[1855,"F2.1.1",null,"F82740","Podložka stomická SenSura Click Convex Light","konvexná s uškami na opasok á 5 ks","COL","DK","ks",{"v":0.1,"d":"10.00%"},7.25,7.25,{"v":0,"d":"0.00"},{"v":0,"d":"0.0000%"},{"v":0,"d":"0.00"},"I","CHI, GCH, GIT, ONK, URO",9021]
[1856,"F2.1.1",null,"F82741","Podložka stomická SenSura Click Convex Light","konvexná s uškami na opasok á 5 ks","COL","DK","ks",{"v":0.1,"d":"10.00%"},7.25,7.25,{"v":0,"d":"0.00"},{"v":0,"d":"0.0000%"},{"v":0,"d":"0.00"},"I","CHI, GCH, GIT, ONK, URO",9021]
[1857,"F2.1.1",null,"F86772","Podložka stomická Natura Flexibilná","priemer 38mm","CNV","GB","ks",{"v":0.1,"d":"10.00%"},{"v":8,"d":"8.00"},{"v":8,"d":"8.00"},{"v":0,"d":"0.00"},{"v":0,"d":"0.0000%"},{"v":0,"d":"0.00"},"I","CHI, GCH, GIT, ONK, URO",9021]
[1858,"F2.1.1",null,"F86773","Podložka stomická Natura Flexibilná","priemer 45 mm","CNV","GB","ks",{"v":0.1,"d":"10.00%"},{"v":8,"d":"8.00"},{"v":8,"d":"8.00"},{"v":0,"d":"0.00"},{"v":0,"d":"0.0000%"},{"v":0,"d":"0.00"},"I","CHI, GCH, GIT, ONK, URO",90212]
[1859,"F2.1.1",null,"F86774","Podložka stomická Natura Flexibilná","priemer 57 mm","CNV","GB","ks",{"v":0.1,"d":"10.00%"},{"v":8,"d":"8.00"},{"v":8,"d":"8.00"},{"v":0,"d":"0.00"},{"v":0,"d":"0.0000%"},{"v":0,"d":"0.00"},"I","CHI, GCH, GIT, ONK, URO",9021]
[1860,"F2.1.1",null,"F86775","Podložka stomická Natura Flexibilná","priemer 70 mm","CNV","GB","ks",{"v":0.1,"d":"10.00%"},{"v":8,"d":"8.00"},{"v":8,"d":"8.00"},{"v":0,"d":"0.00"},{"v":0,"d":"0.0000%"},{"v":0,"d":"0.00"},"I","CHI, GCH, GIT, ONK, URO",9021]
[1861,"F2.1.1","Z","F93443","Podložka stomická ZenSiv","hydrokoloidná, priemer 50 mm, balenie 5 ks","OXE","DE","ks",{"v":0.1,"d":"10.00%"},{"v":8,"d":"8.00"},{"v":8,"d":"8.00"},{"v":0,"d":"0.00"},{"v":0,"d":"0.0000%"},{"v":0,"d":"0.00"},"I","CHI, GCH, GIT, ONK, URO",30069100]
[1862,{"$nulls":3},"F2.1.2 Dvojdielny systém - podložka","tvarovateľná",{"$nulls":10},8.01,"ks"]
[1863,"F2.1.2",null,"F86779","Podložka stomická tvarovateľná plochá Natura","priemer 57 mm, otvor 33-45 mm","CNV","GB","ks",{"v":0.1,"d":"10.00%"},5.02,5.02,{"v":0,"d":"0.00"},{"v":0,"d":"0.0000%"},{"v":0,"d":"0.00"},"I","CHI, GCH, GIT, ONK, URO",9021]
[1864,"F2.1.2",null,"F86777","Podložka stomická tvarovateľná plochá Natura","priemer 45 mm, otvor 13-22 mm","CNV","GB","ks",{"v":0.1,"d":"10.00%"},{"v":5.2,"d":"5.20"},{"v":5.2,"d":"5.20"},{"v":0,"d":"0.00"},{"v":0,"d":"0.0000%"},{"v":0,"d":"0.00"},"I","CHI, GCH, GIT, ONK, URO",9021]
[1865,"F2.1.2",null,"F86780","Podložka stomická tvarovateľná plochá Natura","priemer 70 mm, otvor 45-56 mm","CNV","GB","ks",{"v":0.1,"d":"10.00%"},5.54,5.54,{"v":0,"d":"0.00"},{"v":0,"d":"0.0000%"},{"v":0,"d":"0.00"},"I","CHI, GCH, GIT, ONK, URO",9021]
[1866,"F2.1.2",null,"F86781","Podložka stomická tvarovateľná konvexná Natura","priemer 45 mm/13-22mm","CNV","GB","ks",{"v":0.1,"d":"10.00%"},8.01,8.01,{"v":0,"d":"0.00"},{"v":0,"d":"0.0000%"},{"v":0,"d":"0.00"},"I","CHI, GCH, GIT, ONK, URO",9021]
[1867,"F2.1.2",null,"F86782","Podložka stomická tvarovateľná konvexná Natura","priemer 45 mm/22-33 mm","CNV","GB","ks",{"v":0.1,"d":"10.00%"},8.01,8.01,{"v":0,"d":"0.00"},{"v":0,"d":"0.0000%"},{"v":0,"d":"0.00"},"I","CHI, GCH, GIT, ONK, URO",90212]
[1868,"F2.1.2",null,"F86783","Podložka stomická tvarovateľná konvexná Natura","priemer 57 mm/33-45 mm","CNV","GB","ks",{"v":0.1,"d":"10.00%"},8.01,8.01,{"v":0,"d":"0.00"},{"v":0,"d":"0.0000%"},{"v":0,"d":"0.00"},"I","CHI, GCH, GIT, ONK, URO",9021]
[1869,"F2.1.2","Z","F86778","Podložka stomická tvarovateľná plochá Natura","priemer 45 mm, otvor 22-33 mm","CNV","GB","ks",{"v":0.1,"d":"10.00%"},8.01,8.01,{"v":0,"d":"0.00"},{"v":0,"d":"0.0000%"},{"v":0,"d":"0.00"},"I","CHI, GCH, GIT, ONK, URO",9021]
[1870,{"$nulls":3},"F2.1.3 Dvojdielny systém - podložka","s elastickým adhezívom",{"$nulls":10},8.8,"ks"]
[1871,"F2.1.3",null,"F92543","Podložka zákl. stomická s elast.adhezívom SenSura Mio Click","dvojd., priemer 40mm, vystr. 10-35mm, s uškami na opasok","COL","DK","ks",{"v":0.1,"d":"10.00%"},5.33,5.33,{"v":0,"d":"0.00"},{"v":0,"d":"0.0000%"},{"v":0,"d":"0.00"},"I","CHI, GCH, GIT, ONK, URO",30]
[1872,"F2.1.3",null,"F92544","Podložka zákl. stomická s elast.adhezívom SenSura Mio Click","dvojd., priemer 50mm, vystr. 10-45mm, s uškami na opasok","COL","DK","ks",{"v":0.1,"d":"10.00%"},5.33,5.33,{"v":0,"d":"0.00"},{"v":0,"d":"0.0000%"},{"v":0,"d":"0.00"},"I","CHI, GCH, GIT, ONK, URO",30]
[1873,"F2.1.3",null,"F92545","Podložka zákl. stomická s elast.adhezívom SenSura Mio Click","dvojd., priemer 60mm, vystr. 10-55mm, s uškami na opasok","COL","DK","ks",{"v":0.1,"d":"10.00%"},5.33,5.33,{"v":0,"d":"0.00"},{"v":0,"d":"0.0000%"},{"v":0,"d":"0.00"},"I","CHI, GCH, GIT, ONK, URO",30]
[1874,"F2.1.3",null,"F93421","Podložka zákl.stomická s elast.adhezívom SenSura Mio Click","dvojd., priem 70 mm, vystr. 10-65 mm, s uškami na opasok","COL","DK","ks",{"v":0.1,"d":"10.00%"},5.33,5.33,{"v":0,"d":"0.00"},{"v":0,"d":"0.0000%"},{"v":0,"d":"0.00"},"I","CHI, GCH, GIT, ONK, URO",30]
[1875,"F2.1.3",null,"F93698","Podložka Natura tvarovateľná plochá s harmonikovým krúžkom","priemer 57mm, otvor 13-22mm","CNV","GB","ks",{"v":0.1,"d":"10.00%"},7.26,7.26,{"v":0,"d":"0.00"},{"v":0,"d":"0.0000%"},{"v":0,"d":"0.00"},"I","CHI, GCH, GIT, ONK, URO",30069100]
[1876,"F2.1.3",null,"F93699","Podložka Natura tvarovateľná plochá s harmonikovým krúžkom","priemer 57mm, otvor 22-33mm","CNV","GB","ks",{"v":0.1,"d":"10.00%"},7.26,7.26,{"v":0,"d":"0.00"},{"v":0,"d":"0.0000%"},{"v":0,"d":"0.00"},"I","CHI, GCH, GIT, ONK, URO",30069100]
[1877,"F2.1.3","Z","F93700","Podložka Natura tvarovateľná plochá s harmonikovým krúžkom","priemer 70mm, otvor 33-45mm","CNV","GB","ks",{"v":0.1,"d":"10.00%"},7.26,7.26,{"v":0,"d":"0.00"},{"v":0,"d":"0.0000%"},{"v":0,"d":"0.00"},"I","CHI, GCH, GIT, ONK, URO",30069100]
[1878,"F2.1.3",null,"F95106","Podložka zákl. stomická s elast. adhezívom SenSura Mio Convex","Light, Click, dvojd., priemer 40mm, vystr. 10-20 mm, s uškami na opasok","COL","DK","ks",{"v":0.1,"d":"10.00%"},8.58,8.58,{"v":0,"d":"0.00"},{"v":0,"d":"0.0000%"},{"v":0,"d":"0.00"},"I","CHI, GCH, GIT, ONK, URO",9021]
[1879,"F2.1.3",null,"F95108","Podložka zákl. stomická s elast. adhezívom SenSura Mio Convex","Light, Click, dvojd., priemer 50mm, vystr. 15-30 mm, s uškami na opasok","COL","DK","ks",{"v":0.1,"d":"10.00%"},8.58,8.58,{"v":0,"d":"0.00"},{"v":0,"d":"0.0000%"},{"v":0,"d":"0.00"},"I","CHI, GCH, GIT, ONK, URO",9021]
[1880,"F2.1.3",null,"F95109","Podložka zákl. stomická s elast. adhezívom SenSura Mio Convex","Light, Click, dvojd., priemer 60mm, vystr. 15-40 mm, s uškami na opasok","COL","DK","ks",{"v":0.1,"d":"10.00%"},8.58,8.58,{"v":0,"d":"0.00"},{"v":0,"d":"0.0000%"},{"v":0,"d":"0.00"},"I","CHI, GCH, GIT, ONK, URO",9021]
[1881,"F2.1.3",null,"F95110","Podložka zákl. stomická s elast. adhezívom SenSura Mio Convex","Light, Click, dvojd., priemer 70mm, vystr. 15-53 mm, s uškami na opasok","COL","DK","ks",{"v":0.1,"d":"10.00%"},8.58,8.58,{"v":0,"d":"0.00"},{"v":0,"d":"0.0000%"},{"v":0,"d":"0.00"},"I","CHI, GCH, GIT, ONK, URO",9021]
[1882,"F2.1.3",null,"F95111","Podložka zákl. stomická s elast. adhezívom SenSura Mio Convex","Deep, Click, dvojd., priemer 50mm, vystr. 15-30 mm, s uškami na opasok","COL","DK","ks",{"v":0.1,"d":"10.00%"},8.58,8.58,{"v":0,"d":"0.00"},{"v":0,"d":"0.0000%"},{"v":0,"d":"0.00"},"I","CHI, GCH, GIT, ONK, URO",9021]
[1883,{"$nulls":3},"F2.2 Dvojdielny systém - uzavreté vrecko"]
[1884,{"$nulls":3},"F2.2.1 Dvojdielny systém - uzavreté vrecko",{"$nulls":11},1.17,"ks"]
[1885,"F2.2.1",null,"F86788","Vrecko stomické uzavreté Natura + štandard","s filtrom, béžové, priemer 38mm","CNV","GB","ks",{"v":0.1,"d":"10.00%"},0.98,0.98,{"v":0,"d":"0.00"},{"v":0,"d":"0.0000%"},{"v":0,"d":"0.00"},"I","CHI, GCH, GIT, ONK, URO",9021]
[1886,"F2.2.1",null,"F86791","Vrecko stomické uzavreté Natura + štandard","s filtrom, béžové, priemer 70 mm","CNV","GB","ks",{"v":0.1,"d":"10.00%"},0.98,0.98,{"v":0,"d":"0.00"},{"v":0,"d":"0.0000%"},{"v":0,"d":"0.00"},"I","CHI, GCH, GIT, ONK, URO",9021]
[1887,"F2.2.1",null,"F86789","Vrecko stomické uzavreté Natura + štandard","s filtrom, béžové, priemer 45 mm","CNV","GB","ks",{"v":0.1,"d":"10.00%"},{"v":1,"d":"1.00"},{"v":1,"d":"1.00"},{"v":0,"d":"0.00"},{"v":0,"d":"0.0000%"},{"v":0,"d":"0.00"},"I","CHI, GCH, GIT, ONK, URO",9021]
[1888,"F2.2.1",null,"F86790","Vrecko stomické uzavreté Natura + štandard","s filtrom, béžové, priemer 57 mm","CNV","GB","ks",{"v":0.1,"d":"10.00%"},{"v":1,"d":"1.00"},{"v":1,"d":"1.00"},{"v":0,"d":"0.00"},{"v":0,"d":"0.0000%"},{"v":0,"d":"0.00"},"I","CHI, GCH, GIT, ONK, URO",9021]
[1889,"F2.2.1",null,"F71722","Almarys TWIN +","40-80mm","BME","FR","ks",{"v":0.1,"d":"10.00%"},1.16,1.16,{"v":0,"d":"0.00"},{"v":0,"d":"0.0000%"},{"v":0,"d":"0.00"},"I","CHI, GCH, GIT, ONK, URO",9021]
[1890,"F2.2.1",null,"F80395","Vrecko stomické SenSura Click maxi","nepriehľadné, 40 mm, uzavreté, á 30 ks","COL","DK","ks",{"v":0.1,"d":"10.00%"},1.16,1.16,{"v":0,"d":"0.00"},{"v":0,"d":"0.0000%"},{"v":0,"d":"0.00"},"I","CHI, GCH, GIT, ONK, URO",9021]
[1891,"F2.2.1",null,"F80396","Vrecko stomické SenSura Click maxi","nepriehľadné, 50 mm, uzavreté, á 30 ks","COL","DK","ks",{"v":0.1,"d":"10.00%"},1.16,1.16,{"v":0,"d":"0.00"},{"v":0,"d":"0.0000%"},{"v":0,"d":"0.00"},"I","CHI, GCH, GIT, ONK, URO",9021]
[1892,"F2.2.1",null,"F80397","Vrecko stomické SenSura Click maxi","nepriehľadné, 60 mm, uzavreté, á 30 ks","COL","DK","ks",{"v":0.1,"d":"10.00%"},1.16,1.16,{"v":0,"d":"0.00"},{"v":0,"d":"0.0000%"},{"v":0,"d":"0.00"},"I","CHI, GCH, GIT, ONK, URO",9021]
[1893,"F2.2.1",null,"F80402","Vrecko stomické SenSura Click maxi","priehľadné, 50 mm, uzavreté, á 30 ks","COL","DK","ks",{"v":0.1,"d":"10.00%"},1.16,1.16,{"v":0,"d":"0.00"},{"v":0,"d":"0.0000%"},{"v":0,"d":"0.00"},"I","CHI, GCH, GIT, ONK, URO",9021]
[1894,"F2.2.1",null,"F80403","Vrecko stomické SenSura Click maxi","priehľadné, 60 mm, uzavreté, á 30 ks","COL","DK","ks",{"v":0.1,"d":"10.00%"},1.16,1.16,{"v":0,"d":"0.00"},{"v":0,"d":"0.0000%"},{"v":0,"d":"0.00"},"I","CHI, GCH, GIT, ONK, URO",9021]
[1895,"F2.2.1",null,"F80400","Vrecko stomické SenSura Click midi","priehľadné, 60 mm, uzavreté, á 30 ks","COL","DK","ks",{"v":0.1,"d":"10.00%"},1.16,1.16,{"v":0,"d":"0.00"},{"v":0,"d":"0.0000%"},{"v":0,"d":"0.00"},"I","CHI, GCH, GIT, ONK, URO",9021]
[1896,"F2.2.1",null,"F80392","Vrecko stomické SenSura Click midi","nepriehľadné, 40 mm, uzavreté, á 30 ks","COL","DK","ks",{"v":0.1,"d":"10.00%"},1.16,1.16,{"v":0,"d":"0.00"},{"v":0,"d":"0.0000%"},{"v":0,"d":"0.00"},"I","CHI, GCH, GIT, ONK, URO",9021]
[1897,"F2.2.1",null,"F80393","Vrecko stomické SenSura Click midi","nepriehľadné, 50 mm, uzavreté, á 30 ks","COL","DK","ks",{"v":0.1,"d":"10.00%"},1.16,1.16,{"v":0,"d":"0.00"},{"v":0,"d":"0.0000%"},{"v":0,"d":"0.00"},"I","CHI, GCH, GIT, ONK, URO",9021]
[1898,"F2.2.1",null,"F80394","Vrecko stomické SenSura Click midi","nepriehľadné, 60 mm, uzavreté, á 30 ks","COL","DK","ks",{"v":0.1,"d":"10.00%"},1.16,1.16,{"v":0,"d":"0.00"},{"v":0,"d":"0.0000%"},{"v":0,"d":"0.00"},"I","CHI, GCH, GIT, ONK, URO",9021]
[1899,"F2.2.1",null,"F93448","vrecko uzavreté ZenSiv","nepriehľadné, priemer 50 mm, á 15 ks","OXE","DE","ks",{"v":0.1,"d":"10.00%"},1.16,1.16,{"v":0,"d":"0.00"},{"v":0,"d":"0.0000%"},{"v":0,"d":"0.00"},"I","CHI, GCH, GIT, ONK, URO",30069100]
[1900,"F2.2.1",null,"F76901","Dansac Nova 2","uzavreté, nepriehľadné, 36-70mm, á 30 ks","DNC","DK","ks",{"v":0.1,"d":"10.00%"},1.17,1.17,{"v":0,"d":"0.00"},{"v":0,"d":"0.0000%"},{"v":0,"d":"0.00"},"I","CHI, GCH, GIT, ONK, URO",9021909000]
[1901,"F2.2.1",null,"F74318","Flexima Key , kolostomické","nepriehľadné, 40-80 mm, á 30 ks","BME","FR","ks",{"v":0.1,"d":"10.00%"},1.17,1.17,{"v":0,"d":"0.00"},{"v":0,"d":"0.0000%"},{"v":0,"d":"0.00"},"I","CHI, GCH, GIT, ONK, URO",9021]
[1902,"F2.2.1",null,"F74319","Flexima Key , kolostomické","priehľadné, 40-80 mm, á 30 ks","BME","FR","ks",{"v":0.1,"d":"10.00%"},1.17,1.17,{"v":0,"d":"0.00"},{"v":0,"d":"0.0000%"},{"v":0,"d":"0.00"},"I","CHI, GCH, GIT, ONK, URO",9021]
[1903,"F2.2.1",null,"F82737","Vrecko stomické SenSura Click Maxi","nepriehľadné, uzavreté vrecko s filtrom á 30 ks","COL","DK","ks",{"v":0.1,"d":"10.00%"},1.17,1.17,{"v":0,"d":"0.00"},{"v":0,"d":"0.0000%"},{"v":0,"d":"0.00"},"I","CHI, GCH, GIT, ONK, URO",9021]
[1904,"F2.2.1",null,"F85688","Vrecko uzavr. neprieh. Dansac NovaLife 2","2-diel. systém, krúžok 43 mm","DNC","DK","ks",{"v":0.1,"d":"10.00%"},1.17,1.17,{"v":0,"d":"0.00"},{"v":0,"d":"0.0000%"},{"v":0,"d":"0.00"},"I","CHI, GCH, GIT, ONK, URO",9021909000]
[1905,"F2.2.1",null,"F85689","Vrecko uzavr. neprieh. Dansac NovaLife 2","2-diel. systém, krúžok 55 mm","DNC","DK","ks",{"v":0.1,"d":"10.00%"},1.17,1.17,{"v":0,"d":"0.00"},{"v":0,"d":"0.0000%"},{"v":0,"d":"0.00"},"I","CHI, GCH, GIT, ONK, URO",9021909000]
[1906,"F2.2.1",null,"F85693","Vrecko uzavr. neprieh. Dansac NovaLife 2 Mini","2-diel. systém, krúžok 36 mm","DNC","DK","ks",{"v":0.1,"d":"10.00%"},1.17,1.17,{"v":0,"d":"0.00"},{"v":0,"d":"0.0000%"},{"v":0,"d":"0.00"},"I","CHI, GCH, GIT, ONK, URO",9021909000]
[1907,"F2.2.1","Z","F85692","Vrecko uzavr. prieh. Dansac NovaLife 2","2-diel. systém, krúžok 55 mm","DNC","DK","ks",{"v":0.1,"d":"10.00%"},1.17,1.17,{"v":0,"d":"0.00"},{"v":0,"d":"0.0000%"},{"v":0,"d":"0.00"},"I","CHI, GCH, GIT, ONK, URO",9021909000]
[1908,{"$nulls":3},"F2.2.2 Dvojdielny systém - uzavreté vrecko","s elastickým adhezívom",{"$nulls":10},1.17,"ks"]
[1909,"F2.2.2",null,"F92520","Vrecko stomické SenSura Mio Click","midi, dvojd., uzavreté, nepriehľ., s kontr. okienkom, 40mm","COL","DK","ks",{"v":0.1,"d":"10.00%"},1.17,1.17,{"v":0,"d":"0.00"},{"v":0,"d":"0.0000%"},{"v":0,"d":"0.00"},"I","CHI, GCH, GIT, ONK, URO",30]
[1910,"F2.2.2",null,"F92521","Vrecko stomické SenSura Mio Click","maxi, dvojd., uzavreté, nepriehľ., s kontr. okienkom, 40mm","COL","DK","ks",{"v":0.1,"d":"10.00%"},1.17,1.17,{"v":0,"d":"0.00"},{"v":0,"d":"0.0000%"},{"v":0,"d":"0.00"},"I","CHI, GCH, GIT, ONK, URO",30]
[1911,"F2.2.2",null,"F92523","Vrecko stomické SenSura Mio Click","midi, dvojd., uzavreté, nepriehľ., s kontr. okienkom, 50mm","COL","DK","ks",{"v":0.1,"d":"10.00%"},1.17,1.17,{"v":0,"d":"0.00"},{"v":0,"d":"0.0000%"},{"v":0,"d":"0.00"},"I","CHI, GCH, GIT, ONK, URO",30]
[1912,"F2.2.2",null,"F92524","Vrecko stomické SenSura Mio Click","maxi, dvojd., uzavreté, nepriehľ., s kontr. okienkom, 50mm","COL","DK","ks",{"v":0.1,"d":"10.00%"},1.17,1.17,{"v":0,"d":"0.00"},{"v":0,"d":"0.0000%"},{"v":0,"d":"0.00"},"I","CHI, GCH, GIT, ONK, URO",30]
[1913,"F2.2.2",null,"F92526","Vrecko stomické SenSura Mio Click","midi, dvojd., uzavreté, nepriehľ., s kontr. okienkom, 60mm","COL","DK","ks",{"v":0.1,"d":"10.00%"},1.17,1.17,{"v":0,"d":"0.00"},{"v":0,"d":"0.0000%"},{"v":0,"d":"0.00"},"I","CHI, GCH, GIT, ONK, URO",30]
[1914,"F2.2.2",null,"F92527","Vrecko stomické SenSura Mio Click","maxi, dvojd., uzavreté, nepriehľ., s kontr. okienkom, 60mm","COL","DK","ks",{"v":0.1,"d":"10.00%"},1.17,1.17,{"v":0,"d":"0.00"},{"v":0,"d":"0.0000%"},{"v":0,"d":"0.00"},"I","CHI, GCH, GIT, ONK, URO",30]
[1915,"F2.2.2",null,"F92528","Vrecko stomické SenSura Mio Click","maxi, dvojd., uzavreté, priehľ., 60mm","COL","DK","ks",{"v":0.1,"d":"10.00%"},1.17,1.17,{"v":0,"d":"0.00"},{"v":0,"d":"0.0000%"},{"v":0,"d":"0.00"},"I","CHI, GCH, GIT, ONK, URO",30]
[1916,"F2.2.2",null,"F93419","Vrecko stomické SenSura Mio Click maxi","dvojd., uzavr., nepriehľ., s kontr. okienkom, 70 mm","COL","DK","ks",{"v":0.1,"d":"10.00%"},1.17,1.17,{"v":0,"d":"0.00"},{"v":0,"d":"0.0000%"},{"v":0,"d":"0.00"},"I","CHI, GCH, GIT, ONK, URO",30]
[1917,"F2.2.2","Z","F93420","Vrecko stomické SenSura Mio Click maxi","Dvojd., uzavreté, priehľ., 70 mm","COL","DK","ks",{"v":0.1,"d":"10.00%"},1.17,1.17,{"v":0,"d":"0.00"},{"v":0,"d":"0.0000%"},{"v":0,"d":"0.00"},"I","CHI, GCH, GIT, ONK, URO",30]
[1918,{"$nulls":3},"F2.3 Dvojdielny systém  - výpustné vrecko"]
[1919,{"$nulls":3},"F2.3.1 Dvojdielny systém - výpustné vrecko",{"$nulls":11},1.72,"ks"]
[1920,"F2.3.1",null,"F85697","Vrecko výpust. neprieh. Dansac NovaLife 2 Midi Open","2-diel. systém, krúžok 43 mm","DNC","DK","ks",{"v":0.1,"d":"10.00%"},1.27,1.27,{"v":0,"d":"0.00"},{"v":0,"d":"0.0000%"},{"v":0,"d":"0.00"},"I","CHI, GCH, GIT, ONK, URO",9021909000]
[1921,"F2.3.1",null,"F85698","Vrecko výpust. neprieh. Dansac NovaLife 2 Midi Open","2-diel. systém, krúžok 55 mm","DNC","DK","ks",{"v":0.1,"d":"10.00%"},1.27,1.27,{"v":0,"d":"0.00"},{"v":0,"d":"0.0000%"},{"v":0,"d":"0.00"},"I","CHI, GCH, GIT, ONK, URO",9021909000]
[1922,"F2.3.1",null,"F85699","Vrecko výpust. neprieh. Dansac NovaLife 2 Midi Open","2-diel. systém, krúžok 70 mm","DNC","DK","ks",{"v":0.1,"d":"10.00%"},1.27,1.27,{"v":0,"d":"0.00"},{"v":0,"d":"0.0000%"},{"v":0,"d":"0.00"},"I","CHI, GCH, GIT, ONK, URO",9021909000]
[1923,"F2.3.1",null,"F90612","Vrecko stomické výpustné Natura + štandard","bez filtra, priehľadné Invisiclose  priemer 100 mm","CNV","GB","ks",{"v":0.1,"d":"10.00%"},1.45,1.45,{"v":0,"d":"0.00"},{"v":0,"d":"0.0000%"},{"v":0,"d":"0.00"},"I","CHI, GCH, GIT, ONK, URO",9021]
[1924,"F2.3.1",null,"F80415","Vrecko stomické SenSura Click maxi","priehľadné, 50 mm, výpustné, á 30 ks","COL","DK","ks",{"v":0.1,"d":"10.00%"},1.64,1.64,{"v":0,"d":"0.00"},{"v":0,"d":"0.0000%"},{"v":0,"d":"0.00"},"I","CHI, GCH, GIT, ONK, URO",9021]
[1925,"F2.3.1",null,"F80416","Vrecko stomické SenSura Click maxi","priehľadné, 60 mm, výpustné, á 30 ks","COL","DK","ks",{"v":0.1,"d":"10.00%"},1.64,1.64,{"v":0,"d":"0.00"},{"v":0,"d":"0.0000%"},{"v":0,"d":"0.00"},"I","CHI, GCH, GIT, ONK, URO",9021]
[1926,"F2.3.1",null,"F80408","Vrecko stomické SenSura Click maxi","nepriehľadné, 40 mm, výpustné, á 30 ks","COL","DK","ks",{"v":0.1,"d":"10.00%"},1.64,1.64,{"v":0,"d":"0.00"},{"v":0,"d":"0.0000%"},{"v":0,"d":"0.00"},"I","CHI, GCH, GIT, ONK, URO",9021]
[1927,"F2.3.1",null,"F80409","Vrecko stomické SenSura Click maxi","nepriehľadné, 50 mm, výpustné, á 30 ks","COL","DK","ks",{"v":0.1,"d":"10.00%"},1.64,1.64,{"v":0,"d":"0.00"},{"v":0,"d":"0.0000%"},{"v":0,"d":"0.00"},"I","CHI, GCH, GIT, ONK, URO",9021]
[1928,"F2.3.1",null,"F80410","Vrecko stomické SenSura Click maxi","nepriehľadné, 60 mm, výpustné, á 30 ks","COL","DK","ks",{"v":0.1,"d":"10.00%"},1.64,1.64,{"v":0,"d":"0.00"},{"v":0,"d":"0.0000%"},{"v":0,"d":"0.00"},"I","CHI, GCH, GIT, ONK, URO",9021]
[1929,"F2.3.1",null,"F80411","Vrecko stomické SenSura Click midi","priehľadné, 40 mm, výpustné, á 30 ks","COL","DK","ks",{"v":0.1,"d":"10.00%"},1.64,1.64,{"v":0,"d":"0.00"},{"v":0,"d":"0.0000%"},{"v":0,"d":"0.00"},"I","CHI, GCH, GIT, ONK, URO",9021]
[1930,"F2.3.1",null,"F80412","Vrecko stomické SenSura Click midi","priehľadné, 50 mm, výpustné, á 30 ks","COL","DK","ks",{"v":0.1,"d":"10.00%"},1.64,1.64,{"v":0,"d":"0.00"},{"v":0,"d":"0.0000%"},{"v":0,"d":"0.00"},"I","CHI, GCH, GIT, ONK, URO",9021]
[1931,"F2.3.1",null,"F80413","Vrecko stomické SenSura Click midi","priehľadné, 60 mm, výpustné, á 30 ks","COL","DK","ks",{"v":0.1,"d":"10.00%"},1.64,1.64,{"v":0,"d":"0.00"},{"v":0,"d":"0.0000%"},{"v":0,"d":"0.00"},"I","CHI, GCH, GIT, ONK, URO",9021]
[1932,"F2.3.1",null,"F80405","Vrecko stomické SenSura Click midi","nepriehľadné, 40 mm, výpustné, á 30 ks","COL","DK","ks",{"v":0.1,"d":"10.00%"},1.64,1.64,{"v":0,"d":"0.00"},{"v":0,"d":"0.0000%"},{"v":0,"d":"0.00"},"I","CHI, GCH, GIT, ONK, URO",9021]
[1933,"F2.3.1",null,"F80406","Vrecko stomické SenSura Click midi","nepriehľadné, 50 mm, výpustné, á 30 ks","COL","DK","ks",{"v":0.1,"d":"10.00%"},1.64,1.64,{"v":0,"d":"0.00"},{"v":0,"d":"0.0000%"},{"v":0,"d":"0.00"},"I","CHI, GCH, GIT, ONK, URO",9021]
[1934,"F2.3.1",null,"F80407","Vrecko stomické SenSura Click midi","nepriehľadné, 60 mm, výpustné, á 30 ks","COL","DK","ks",{"v":0.1,"d":"10.00%"},1.64,1.64,{"v":0,"d":"0.00"},{"v":0,"d":"0.0000%"},{"v":0,"d":"0.00"},"I","CHI, GCH, GIT, ONK, URO",9021]
[1935,"F2.3.1",null,"F80404","Vrecko stomické SenSura Click mini","nepriehľadné, 40 mm, výpustné, á 30 ks","COL","DK","ks",{"v":0.1,"d":"10.00%"},1.64,1.64,{"v":0,"d":"0.00"},{"v":0,"d":"0.0000%"},{"v":0,"d":"0.00"},"I","CHI, GCH, GIT, ONK, URO",9021]
[1936,"F2.3.1",null,"F76905","Vrecká stomické Dansac Nova 2 FOLD UP","výpustné, nepriehľadné, 36-70mm","DNC","DK","ks",{"v":0.1,"d":"10.00%"},1.68,1.68,{"v":0,"d":"0.00"},{"v":0,"d":"0.0000%"},{"v":0,"d":"0.00"},"I","CHI, GCH, GIT, ONK, URO",9021909000]
[1937,"F2.3.1",null,"F76906","Vrecká stomické Dansac Nova 2 FOLD UP","výpustné, priehľadné, 36-70mm","DNC","DK","ks",{"v":0.1,"d":"10.00%"},1.68,1.68,{"v":0,"d":"0.00"},{"v":0,"d":"0.0000%"},{"v":0,"d":"0.00"},"I","CHI, GCH, GIT, ONK, URO",9021909000]
[1938,"F2.3.1",null,"F86807","Vrecko stomické výpustné Natura + štandard","s filtrom, béžové Invisiclose, priemer 45 mm","CNV","GB","ks",{"v":0.1,"d":"10.00%"},1.68,1.68,{"v":0,"d":"0.00"},{"v":0,"d":"0.0000%"},{"v":0,"d":"0.00"},"I","CHI, GCH, GIT, ONK, URO",9021]
[1939,"F2.3.1",null,"F86808","Vrecko stomické výpustné Natura + štandard","s filtrom, béžové Invisiclose, priemer 57 mm","CNV","GB","ks",{"v":0.1,"d":"10.00%"},1.68,1.68,{"v":0,"d":"0.00"},{"v":0,"d":"0.0000%"},{"v":0,"d":"0.00"},"I","CHI, GCH, GIT, ONK, URO",9021]
[1940,"F2.3.1",null,"F86809","Vrecko stomické výpustné Natura + štandard","s filtrom, béžové Invisiclose, priemer 70 mm","CNV","GB","ks",{"v":0.1,"d":"10.00%"},1.68,1.68,{"v":0,"d":"0.00"},{"v":0,"d":"0.0000%"},{"v":0,"d":"0.00"},"I","CHI, GCH, GIT, ONK, URO",9021]
[1941,"F2.3.1",null,"F90610","Vrecko stomické výpustné Natura štandard","bez filtra, priehľadné, so svorkou, priemer 57 mm","CNV","GB","ks",{"v":0.1,"d":"10.00%"},1.68,1.68,{"v":0,"d":"0.00"},{"v":0,"d":"0.0000%"},{"v":0,"d":"0.00"},"I","CHI, GCH, GIT, ONK, URO",9021]
[1942,"F2.3.1",null,"F89772","Vrecko ileostomické Harmony Duo","veľké s chlopňou a filtrom, otvor 13-50mm, á 30ks","SHC","GB","ks",{"v":0.1,"d":"10.00%"},{"v":1.7,"d":"1.70"},{"v":1.7,"d":"1.70"},{"v":0,"d":"0.00"},{"v":0,"d":"0.0000%"},{"v":0,"d":"0.00"},"I","CHI, GCH, GIT, ONK, URO",3006]
[1943,"F2.3.1",null,"F74320","Flexima Key","ileostomické, nepriehľadné, výpustné, 40-60mm, á 30 ks","BME","FR","ks",{"v":0.1,"d":"10.00%"},1.72,1.72,{"v":0,"d":"0.00"},{"v":0,"d":"0.0000%"},{"v":0,"d":"0.00"},"I","CHI, GCH, GIT, ONK, URO",9021]
[1944,"F2.3.1",null,"F87502","Vrecko Amarys Twin + Roll Up","2-dielne s filtrom, béžové, 40-80 mm, á 30 ks","BME","FR","ks",{"v":0.1,"d":"10.00%"},1.72,1.72,{"v":0,"d":"0.00"},{"v":0,"d":"0.0000%"},{"v":0,"d":"0.00"},"I","CHI, GCH, GIT, ONK, URO",9021909000]
[1945,"F2.3.1",null,"F82738","Vrecko stomické SenSura Click Maxi","nepriehľadné, výpustné vrecko s filtrom","COL","DK","ks",{"v":0.1,"d":"10.00%"},1.72,1.72,{"v":0,"d":"0.00"},{"v":0,"d":"0.0000%"},{"v":0,"d":"0.00"},"I","CHI, GCH, GIT, ONK, URO",9021]
[1946,"F2.3.1",null,"F91826","Vrecko stomické výpustné Flexima 3S Roll´Up","midi, 55mm, béžové","BME","FR","ks",{"v":0.1,"d":"10.00%"},1.72,1.72,{"v":0,"d":"0.00"},{"v":0,"d":"0.0000%"},{"v":0,"d":"0.00"},"I","CHI, GCH, GIT, ONK, URO",30069100]
[1947,"F2.3.1",null,"F86806","Vrecko stomické výpustné Natura štandard","s filtrom, béžové Invisiclose, priemer 38 mm","CNV","GB","ks",{"v":0.1,"d":"10.00%"},1.72,1.72,{"v":0,"d":"0.00"},{"v":0,"d":"0.0000%"},{"v":0,"d":"0.00"},"I","CHI, GCH, GIT, ONK, URO",9021]
[1948,"F2.3.1",null,"F85710","Vrecko výpust. neprieh. Dansac NovaLife 2 Maxi Open","2-diel. systém, krúžok 43 mm","DNC","DK","ks",{"v":0.1,"d":"10.00%"},1.72,1.72,{"v":0,"d":"0.00"},{"v":0,"d":"0.0000%"},{"v":0,"d":"0.00"},"I","CHI, GCH, GIT, ONK, URO",9021909000]
[1949,"F2.3.1",null,"F85711","Vrecko výpust. neprieh. Dansac NovaLife 2 Maxi Open","2-diel. systém, krúžok 55 mm","DNC","DK","ks",{"v":0.1,"d":"10.00%"},1.72,1.72,{"v":0,"d":"0.00"},{"v":0,"d":"0.0000%"},{"v":0,"d":"0.00"},"I","CHI, GCH, GIT, ONK, URO",9021909000]
[1950,"F2.3.1",null,"F85705","Vrecko výpust. neprieh. Dansac NovaLife 2 Mini Open","2-diel. systém, krúžok 43 mm","DNC","DK","ks",{"v":0.1,"d":"10.00%"},1.72,1.72,{"v":0,"d":"0.00"},{"v":0,"d":"0.0000%"},{"v":0,"d":"0.00"},"I","CHI, GCH, GIT, ONK, URO",9021909000]
[1951,"F2.3.1",null,"F85714","Vrecko výpust. prieh. Dansac NovaLife 2 Maxi Open","2-diel. systém, krúžok 55 mm","DNC","DK","ks",{"v":0.1,"d":"10.00%"},1.72,1.72,{"v":0,"d":"0.00"},{"v":0,"d":"0.0000%"},{"v":0,"d":"0.00"},"I","CHI, GCH, GIT, ONK, URO",9021909000]
[1952,"F2.3.1",null,"F85701","Vrecko výpust. prieh. Dansac NovaLife 2 Midi Open","2-diel. systém, krúžok 43 mm","DNC","DK","ks",{"v":0.1,"d":"10.00%"},1.72,1.72,{"v":0,"d":"0.00"},{"v":0,"d":"0.0000%"},{"v":0,"d":"0.00"},"I","CHI, GCH, GIT, ONK, URO",9021909000]
[1953,"F2.3.1",null,"F85702","Vrecko výpust. prieh. Dansac NovaLife 2 Midi Open","2-diel. systém, krúžok 55 mm","DNC","DK","ks",{"v":0.1,"d":"10.00%"},1.72,1.72,{"v":0,"d":"0.00"},{"v":0,"d":"0.0000%"},{"v":0,"d":"0.00"},"I","CHI, GCH, GIT, ONK, URO",9021909000]
[1954,"F2.3.1","Z","F85707","Vrecko výpust. prieh. Dansac NovaLife 2 Mini Open","2-diel. systém, krúžok 36 mm","DNC","DK","ks",{"v":0.1,"d":"10.00%"},1.72,1.72,{"v":0,"d":"0.00"},{"v":0,"d":"0.0000%"},{"v":0,"d":"0.00"},"I","CHI, GCH, GIT, ONK, URO",9021909000]
[1955,{"$nulls":3},"F2.3.2 Dvojdielny systém - výpustné vrecko","s elastickým adhezívom",{"$nulls":10},1.72,"ks"]
[1956,"F2.3.2",null,"F92529","Vrecko stomické SenSura Mio Click","midi, dvojd., výpustné, nepriehľ., s kontr. okienkom, 40mm","COL","DK","ks",{"v":0.1,"d":"10.00%"},1.72,1.72,{"v":0,"d":"0.00"},{"v":0,"d":"0.0000%"},{"v":0,"d":"0.00"},"I","CHI, GCH, GIT, ONK, URO",30]
[1957,"F2.3.2",null,"F92530","Vrecko stomické SenSura Mio Click","maxi, dvojd., výpustné, nepriehľ., s kontr. okienkom, 40mm","COL","DK","ks",{"v":0.1,"d":"10.00%"},1.72,1.72,{"v":0,"d":"0.00"},{"v":0,"d":"0.0000%"},{"v":0,"d":"0.00"},"I","CHI, GCH, GIT, ONK, URO",30]
[1958,"F2.3.2",null,"F92532","Vrecko stomické SenSura Mio Click","midi, dvojd., výpustné, nepriehľ., s kontr. okienkom, 50mm","COL","DK","ks",{"v":0.1,"d":"10.00%"},1.72,1.72,{"v":0,"d":"0.00"},{"v":0,"d":"0.0000%"},{"v":0,"d":"0.00"},"I","CHI, GCH, GIT, ONK, URO",30]
[1959,"F2.3.2",null,"F92533","Vrecko stomické SenSura Mio Click","maxi, dvojd., výpustné, nepriehľ., s kontr. okienkom, 50mm","COL","DK","ks",{"v":0.1,"d":"10.00%"},1.72,1.72,{"v":0,"d":"0.00"},{"v":0,"d":"0.0000%"},{"v":0,"d":"0.00"},"I","CHI, GCH, GIT, ONK, URO",30]
[1960,"F2.3.2",null,"F92534","Vrecko stomické SenSura Mio Click","maxi, dvojd., výpustné, priehľ., 50mm","COL","DK","ks",{"v":0.1,"d":"10.00%"},1.72,1.72,{"v":0,"d":"0.00"},{"v":0,"d":"0.0000%"},{"v":0,"d":"0.00"},"I","CHI, GCH, GIT, ONK, URO",30]
[1961,"F2.3.2",null,"F92535","Vrecko stomické SenSura Mio Click","midi, dvojd., výpustné, nepriehľ., s kontr. okienkom, 60mm","COL","DK","ks",{"v":0.1,"d":"10.00%"},1.72,1.72,{"v":0,"d":"0.00"},{"v":0,"d":"0.0000%"},{"v":0,"d":"0.00"},"I","CHI, GCH, GIT, ONK, URO",30]
[1962,"F2.3.2",null,"F92536","Vrecko stomické SenSura Mio Click","maxi, dvojd., výpustné, nepriehľ., s kontr. okienkom, 60mm","COL","DK","ks",{"v":0.1,"d":"10.00%"},1.72,1.72,{"v":0,"d":"0.00"},{"v":0,"d":"0.0000%"},{"v":0,"d":"0.00"},"I","CHI, GCH, GIT, ONK, URO",30]
[1963,"F2.3.2",null,"F92537","Vrecko stomické SenSura Mio Click","maxi, dvojd., výpustné, priehľ., 60mm","COL","DK","ks",{"v":0.1,"d":"10.00%"},1.72,1.72,{"v":0,"d":"0.00"},{"v":0,"d":"0.0000%"},{"v":0,"d":"0.00"},"I","CHI, GCH, GIT, ONK, URO",30]
[1964,"F2.3.2",null,"F93417","Vrecko stomické SenSura Mio Click maxi","dvojd., výpustné, nepriehľ., s kontr. okienkom, 70 mm","COL","DK","ks",{"v":0.1,"d":"10.00%"},1.72,1.72,{"v":0,"d":"0.00"},{"v":0,"d":"0.0000%"},{"v":0,"d":"0.00"},"I","CHI, GCH, GIT, ONK, URO",30]
[1965,"F2.3.2","Z","F93418","Vrecko stomické SenSura Mio Click maxi","dvojd., výpustné, priehľ., 70 mm","COL","DK","ks",{"v":0.1,"d":"10.00%"},1.72,1.72,{"v":0,"d":"0.00"},{"v":0,"d":"0.0000%"},{"v":0,"d":"0.00"},"I","CHI, GCH, GIT, ONK, URO",30]
[1966,{"$nulls":3},"F2.4 Dvojdielny systém - urostomické vrecko"]
[1967,{"$nulls":3},"F2.4.1 Dvojdielny systém - urostomické vrecko",{"$nulls":11},3.71,"ks"]
[1968,"F2.4.1",null,"F76908","Dansac Nova 2 Urostomy","priehľadné, 36-55mm","DNC","DK","ks",{"v":0.1,"d":"10.00%"},2.28,2.28,{"v":0,"d":"0.00"},{"v":0,"d":"0.0000%"},{"v":0,"d":"0.00"},"I","CHI, GCH, GIT, ONK, URO",9021909000]
[1969,"F2.4.1",null,"F93020","Natura+ urostomické vrecko","štandard, dvojdielne, priehľadné, 45mm","CNV","GB","ks",{"v":0.1,"d":"10.00%"},2.36,2.36,{"v":0,"d":"0.00"},{"v":0,"d":"0.0000%"},{"v":0,"d":"0.00"},"I","CHI, GCH, GIT, ONK, URO",30069100]
[1970,"F2.4.1",null,"F93021","Natura+ urostomické vrecko","štandard, dvojdielne, priehľadné, 57mm","CNV","GB","ks",{"v":0.1,"d":"10.00%"},2.36,2.36,{"v":0,"d":"0.00"},{"v":0,"d":"0.0000%"},{"v":0,"d":"0.00"},"I","CHI, GCH, GIT, ONK, URO",30069100]
[1971,"F2.4.1",null,"F82736","Vrecko urostomické SenSura Click Maxi","priehľadné, upín. kruh 60 mm, á 30 ks","COL","DK","ks",{"v":0.1,"d":"10.00%"},2.42,2.42,{"v":0,"d":"0.00"},{"v":0,"d":"0.0000%"},{"v":0,"d":"0.00"},"I","CHI, GCH, GIT, ONK, URO",9021]
[1972,"F2.4.1",null,"F82733","Vrecko stomické SenSura Uro Click Midi","dvojdielne urostomické vrecko priehľadné, 50 mm, á 30 ks","COL","DK","ks",{"v":0.1,"d":"10.00%"},2.77,2.77,{"v":0,"d":"0.00"},{"v":0,"d":"0.0000%"},{"v":0,"d":"0.00"},"I","CHI, GCH, GIT, ONK, URO",9021]
[1973,"F2.4.1",null,"F82732","Vrecko urostomické 2/diel. SenSura Click Midi","priehľadné, upín. kruh 40 mm, á 30 ks","COL","DK","ks",{"v":0.1,"d":"10.00%"},2.77,2.77,{"v":0,"d":"0.00"},{"v":0,"d":"0.0000%"},{"v":0,"d":"0.00"},"I","CHI, GCH, GIT, ONK, URO",9021]
[1974,"F2.4.1",null,"F82729","Vrecko urostomické 2-diel. SenSura Click Maxi","nepriehľadné, upín. kruh 40 mm, á 30 ks","COL","DK","ks",{"v":0.1,"d":"10.00%"},2.77,2.77,{"v":0,"d":"0.00"},{"v":0,"d":"0.0000%"},{"v":0,"d":"0.00"},"I","CHI, GCH, GIT, ONK, URO",9021]
[1975,"F2.4.1",null,"F82730","Vrecko urostomické 2-diel. SenSura Click Maxi","nepriehľadné, upín. kruh 50 mm, á 30 ks","COL","DK","ks",{"v":0.1,"d":"10.00%"},2.77,2.77,{"v":0,"d":"0.00"},{"v":0,"d":"0.0000%"},{"v":0,"d":"0.00"},"I","CHI, GCH, GIT, ONK, URO",9021]
[1976,"F2.4.1",null,"F82731","Vrecko urostomické SenSura Click Maxi","nepriehľadné, upín. kruh 60 mm, á 30 ks","COL","DK","ks",{"v":0.1,"d":"10.00%"},2.77,2.77,{"v":0,"d":"0.00"},{"v":0,"d":"0.0000%"},{"v":0,"d":"0.00"},"I","CHI, GCH, GIT, ONK, URO",9021]
[1977,"F2.4.1",null,"F82734","Vrecko urostomické SenSura Click Maxi","priehľadné, upín. kruh 40 mm, á 30 ks","COL","DK","ks",{"v":0.1,"d":"10.00%"},2.77,2.77,{"v":0,"d":"0.00"},{"v":0,"d":"0.0000%"},{"v":0,"d":"0.00"},"I","CHI, GCH, GIT, ONK, URO",9021]
[1978,"F2.4.1",null,"F82735","Vrecko urostomické SenSura Click Maxi","priehľadné, upín. kruh 50 mm, á 30 ks","COL","DK","ks",{"v":0.1,"d":"10.00%"},2.77,2.77,{"v":0,"d":"0.00"},{"v":0,"d":"0.0000%"},{"v":0,"d":"0.00"},"I","CHI, GCH, GIT, ONK, URO",9021]
[1979,"F2.4.1",null,"F93022","Natura+ urostomické vrecko","štandard, dvojdielne, priehľadné, 70mm","CNV","GB","ks",{"v":0.1,"d":"10.00%"},2.85,2.85,{"v":0,"d":"0.00"},{"v":0,"d":"0.0000%"},{"v":0,"d":"0.00"},"I","CHI, GCH, GIT, ONK, URO",30069100]
[1980,"F2.4.1",null,"F86814","Vrecká urostomické Natura mini","priehľadné, priemer 38mm","CNV","GB","ks",{"v":0.1,"d":"10.00%"},2.98,2.98,{"v":0,"d":"0.00"},{"v":0,"d":"0.0000%"},{"v":0,"d":"0.00"},"I","CHI, GCH, GIT, ONK, URO",9021]
[1981,"F2.4.1",null,"F86815","Vrecká urostomické Natura mini","priehľadné, priemer 45 mm","CNV","GB","ks",{"v":0.1,"d":"10.00%"},2.98,2.98,{"v":0,"d":"0.00"},{"v":0,"d":"0.0000%"},{"v":0,"d":"0.00"},"I","CHI, GCH, GIT, ONK, URO",9021]
[1982,"F2.4.1",null,"F86816","Vrecká urostomické Natura mini","priehľadné, priemer 57 mm","CNV","GB","ks",{"v":0.1,"d":"10.00%"},2.98,2.98,{"v":0,"d":"0.00"},{"v":0,"d":"0.0000%"},{"v":0,"d":"0.00"},"I","CHI, GCH, GIT, ONK, URO",9021]
[1983,"F2.4.1",null,"F86813","Vrecko urostomické Natura štandard","priehľadné, priemer 70 mm","CNV","GB","ks",{"v":0.1,"d":"10.00%"},2.98,2.98,{"v":0,"d":"0.00"},{"v":0,"d":"0.0000%"},{"v":0,"d":"0.00"},"I","CHI, GCH, GIT, ONK, URO",9021]
[1984,"F2.4.1",null,"F88033","Vrecko urostomické Flexima Key","2-dielne, transparentné, 50 mm","BME","FR","ks",{"v":0.1,"d":"10.00%"},3.05,3.05,{"v":0,"d":"0.00"},{"v":0,"d":"0.0000%"},{"v":0,"d":"0.00"},"I","CHI, GCH, GIT, ONK, URO",9021909000]
[1985,"F2.4.1",null,"F22188","Dansac Duo Soft Urostomy","urostomické, priehľadné urostomické vrecko","DNC","DK","ks",{"v":0.1,"d":"10.00%"},3.37,3.37,{"v":0,"d":"0.00"},{"v":0,"d":"0.0000%"},{"v":0,"d":"0.00"},"I","CHI, GCH, GIT, ONK, URO",9021]
[1986,"F2.4.1",null,"F91843","Vrecko urostomické  Flexima 3S","55mm, béžové","BME","FR","ks",{"v":0.1,"d":"10.00%"},3.71,3.71,{"v":0,"d":"0.00"},{"v":0,"d":"0.0000%"},{"v":0,"d":"0.00"},"I","CHI, GCH, GIT, ONK, URO",30069100]
[1987,"F2.4.1",null,"F86810","Vrecko urostomické Natura štandard","priehľadné, priemer 38 mm","CNV","GB","ks",{"v":0.1,"d":"10.00%"},3.71,3.71,{"v":0,"d":"0.00"},{"v":0,"d":"0.0000%"},{"v":0,"d":"0.00"},"I","CHI, GCH, GIT, ONK, URO",9021]
[1988,"F2.4.1",null,"F86811","Vrecko urostomické Natura štandard","priehľadné, priemer 45 mm","CNV","GB","ks",{"v":0.1,"d":"10.00%"},3.71,3.71,{"v":0,"d":"0.00"},{"v":0,"d":"0.0000%"},{"v":0,"d":"0.00"},"I","CHI, GCH, GIT, ONK, URO",9021]
[1989,"F2.4.1","Z","F86812","Vrecko urostomické Natura štandard","priehľadné, priemer 57 mm","CNV","GB","ks",{"v":0.1,"d":"10.00%"},3.71,3.71,{"v":0,"d":"0.00"},{"v":0,"d":"0.0000%"},{"v":0,"d":"0.00"},"I","CHI, GCH, GIT, ONK, URO",9021]
[1990,{"$nulls":3},"F2.4.2 Dvojdielny systém - urostomické vrecko","s elastickým adhezívom",{"$nulls":10},3.63,"ks"]
[1991,"F2.4.2",null,"F99322","Vrecko urostomické SenSura Mio Click maxi","dvojdielne, priehľadné, 60mm","COL","DK","ks",{"v":0.1,"d":"10.00%"},3.62,3.62,{"v":0,"d":"0.00"},{"v":0,"d":"0.0000%"},{"v":0,"d":"0.00"},"I","CHI, GCH, GIT, ONK, URO",9021]
[1992,"F2.4.2",null,"F99323","Vrecko urostomické SenSura Mio Click maxi","dvojdielne, nepriehľadné, 60mm","COL","DK","ks",{"v":0.1,"d":"10.00%"},3.62,3.62,{"v":0,"d":"0.00"},{"v":0,"d":"0.0000%"},{"v":0,"d":"0.00"},"I","CHI, GCH, GIT, ONK, URO",9021]
[1993,"F2.4.2",null,"F92538","Vrecko stomické SenSura Mio Click","maxi, dvojdielne, urostomické, nepriehľ., 40mm","COL","DK","ks",{"v":0.1,"d":"10.00%"},3.63,3.63,{"v":0,"d":"0.00"},{"v":0,"d":"0.0000%"},{"v":0,"d":"0.00"},"I","CHI, GCH, GIT, ONK, URO",30]
[1994,"F2.4.2",null,"F92539","Vrecko stomické SenSura Mio Click","maxi, dvojdielne, urostomické, priehľ., 40mm","COL","DK","ks",{"v":0.1,"d":"10.00%"},3.63,3.63,{"v":0,"d":"0.00"},{"v":0,"d":"0.0000%"},{"v":0,"d":"0.00"},"I","CHI, GCH, GIT, ONK, URO",30]
[1995,"F2.4.2",null,"F92540","Vrecko stomické SenSura Mio Click","maxi, dvojdielne, urostomické, nepriehľ., 50mm","COL","DK","ks",{"v":0.1,"d":"10.00%"},3.63,3.63,{"v":0,"d":"0.00"},{"v":0,"d":"0.0000%"},{"v":0,"d":"0.00"},"I","CHI, GCH, GIT, ONK, URO",30]
[1996,"F2.4.2","Z","F92541","Vrecko stomické SenSura Mio Click","maxi, dvojdielne, urostomické, priehľ., 50mm","COL","DK","ks",{"v":0.1,"d":"10.00%"},3.63,3.63,{"v":0,"d":"0.00"},{"v":0,"d":"0.0000%"},{"v":0,"d":"0.00"},"I","CHI, GCH, GIT, ONK, URO",30]
[1997,{"$nulls":3},"F3 Čistiace prostriedky pre stomikov"]
[1998,{"$nulls":3},"F3.1 Čistiaci roztok a telová voda",{"$nulls":11},7.47,"ks"]
[1999,"F3.1",null,"F41469","Telová voda Dansac","50 ml, telová voda na ošetrovanie a čistenie pokožky","DNC","DK","ks",{"v":0.2,"d":"20.00%"},2.48,2.48,{"v":0,"d":"0.00"},{"v":0,"d":"0.0000%"},{"v":0,"d":"0.00"},"I","CHI, GCH, GIT, ONK, URO",33049900]
[2000,"F3.1",null,"F89789","Roztok čistiaci Saltair - peristomálne mydlo","pre stomických pacientov, 110ml","SHC","GB","ks",{"v":0.1,"d":"10.00%"},5.46,5.46,{"v":0,"d":"0.00"},{"v":0,"d":"0.0000%"},{"v":0,"d":"0.00"},"I","CHI, GCH, GIT, ONK, URO",3006]
[2001,"F3.1",null,"F40190","Comfeel čistiaci roztok","obj. 150 ml","COL","DK","ks",{"v":0.2,"d":"20.00%"},7.47,7.47,{"v":0,"d":"0.00"},{"v":0,"d":"0.0000%"},{"v":0,"d":"0.00"},"I","CHI, GCH, GIT, ONK, URO",33049900]
[2002,"F3.1","Z","F80694","Pena čistiaca pre stomikov Aloe Vesta","pena čistiaca, 235 ml","CNV","GB","ks",{"v":0.2,"d":"20.00%"},7.47,7.47,{"v":0,"d":"0.00"},{"v":0,"d":"0.0000%"},{"v":0,"d":"0.00"},"I","CHI, GCH, GIT, ONK, URO",3304990]
[2003,"F3.1",null,"F41468","Telová voda Dansac","200 ml","DNC","DK","ks",{"v":0.2,"d":"20.00%"},9.68,7.47,2.21,{"v":0.228306,"d":"22.8306%"},{"v":0,"d":"0.00"},"S","CHI, GCH, GIT, ONK, URO",33049900]
[2004,{"$nulls":3},"F3.2 Čistiace rúško",{"$nulls":11},0.23,"ks"]
[2005,"F3.2",null,"F40882","Čistiace rúško","á 30 ks/ bal","BME","DE","ks",{"v":0.1,"d":"10.00%"},0.22,0.22,{"v":0,"d":"0.00"},{"v":0,"d":"0.0000%"},{"v":0,"d":"0.00"},"I","CHI, GCH, GIT, ONK, URO",9021]
[2006,"F3.2",null,"F40191","Comfeel čistiace rúško","á 30 ks/ bal","COL","DK","ks",{"v":0.1,"d":"10.00%"},0.22,0.22,{"v":0,"d":"0.00"},{"v":0,"d":"0.0000%"},{"v":0,"d":"0.00"},"I","CHI, GCH, GIT, ONK, URO",9021]
[2007,"F3.2",null,"F41470","Dansac Skin Lotion Tissues","telová voda v rúškach, á 30 ks","DNC","DK","ks",{"v":0.1,"d":"10.00%"},0.22,0.22,{"v":0,"d":"0.00"},{"v":0,"d":"0.0000%"},{"v":0,"d":"0.00"},"I","CHI, GCH, GIT, ONK, URO",9021]
[2008,"F3.2","Z","F91155","Obrúsky ConvaTec Niltac","na odstraňovanie a čistenie zvyškov náplastí; 30 ks","CNV","GB","ks",{"v":0.2,"d":"20.00%"},0.23,0.23,{"v":0,"d":"0.00"},{"v":0,"d":"0.0000%"},{"v":0,"d":"0.00"},"I","CHI, GCH, GIT, ONK, URO",56021310]
[2009,{"$nulls":3},"F3.3 Odstraňovač náplastí","tekutý",{"$nulls":10},17.2,"ks"]
[2010,"F3.3",null,"F95170","Odstraňovač adhezíva po náplasti Salts","sprej pre stomických pacientov; 50 ml","SHC","GB","ks",{"v":0.1,"d":"10.00%"},10.48,10.48,{"v":0,"d":"0.00"},{"v":0,"d":"0.0000%"},{"v":0,"d":"0.00"},"I","CHI, GCH, GIT, ONK, URO",30069100]
[2011,"F3.3",null,"F93717","Odstraňovač náplastí Brava","sprej, pre stomikov","COL","DK","ks",{"v":0.1,"d":"10.00%"},11.14,11.14,{"v":0,"d":"0.00"},{"v":0,"d":"0.0000%"},{"v":0,"d":"0.00"},"I","CHI, GCH, GIT, ONK, URO",9021]
[2012,"F3.3",null,"F88556","Sprej čistiaci B. Braun Adhesive Remover","odstraňovanie náplastí a zvyškov náplastí u stomických pacientov","BME","IE","ks",{"v":0.2,"d":"20.00%"},13.46,13.46,{"v":0,"d":"0.00"},{"v":0,"d":"0.0000%"},{"v":0,"d":"0.00"},"I","CHI, GCH, GIT, ONK, URO",33079000]
[2013,"F3.3",null,"F91154","Sprej ConvaTec Niltac","na odstraňovanie a čistenie zvyškov náplastí; 50 ml","CNV","GB","ks",{"v":0.1,"d":"10.00%"},16.62,16.62,{"v":0,"d":"0.00"},{"v":0,"d":"0.0000%"},{"v":0,"d":"0.00"},"I","CHI, GCH, GIT, ONK, URO",3006]
[2014,"F3.3","Z","F41481","ZP ochr.pre stomikov Dansac","odstraňovač náplastí 50 ml","DNC","DK","ks",{"v":0.1,"d":"10.00%"},{"v":17.2,"d":"17.20"},{"v":17.2,"d":"17.20"},{"v":0,"d":"0.00"},{"v":0,"d":"0.0000%"},{"v":0,"d":"0.00"},"I","CHI, GCH, GIT, ONK, URO",9021]
[2015,{"$nulls":3},"F3.4 Odstraňovač náplasti","obrúsky",{"$nulls":10},0.1951,"ks"]
[2016,"F3.4",null,"F89782","Odstraňovač adhezíva po náplasti Salts","obrúsky pre stomických pacientov; 30 ks","SHC","GB","ks",{"v":0.1,"d":"10.00%"},0.18,0.18,{"v":0,"d":"0.00"},{"v":0,"d":"0.0000%"},{"v":0,"d":"0.00"},"I","CHI, GCH, GIT, ONK, URO",3006]
[2017,"F3.4","Z","F41312","Convacare odstraňovač náplasti","pre stomických pacientov","CNV","GB","ks",{"v":0.2,"d":"20.00%"},0.19,0.19,{"v":0,"d":"0.00"},{"v":0,"d":"0.0000%"},{"v":0,"d":"0.00"},"I","CHI, GCH, GIT, ONK, URO",34011100]
[2018,{"$nulls":3},"F4 Ochranné prostriedky pre stomikov"]
[2019,{"$nulls":3},"F4.1 Pasta alebo zásyp",{"$nulls":11},12.16,"ks"]
[2020,"F4.1",null,"F37786","Adhezívna pasta Coloplast v prúžkoch","60 g, á 10 ks","COL","DK","ks",{"v":0.1,"d":"10.00%"},1.07,1.07,{"v":0,"d":"0.00"},{"v":0,"d":"0.0000%"},{"v":0,"d":"0.00"},"I","CHI, GCH, GIT, ONK, URO",9021]
[2021,"F4.1",null,"F41230","Pasta adhezívna Stomahesive","30 g","CNV","GB","ks",{"v":0.2,"d":"20.00%"},5.73,5.73,{"v":0,"d":"0.00"},{"v":0,"d":"0.0000%"},{"v":0,"d":"0.00"},"I","CHI, GCH, GIT, ONK, URO",32149000]
[2022,"F4.1",null,"F85177","Zásyp stomický Brava","na macerovanú peristomálnu kožu, 25g","COL","DK","ks",{"v":0.1,"d":"10.00%"},7.55,7.55,{"v":0,"d":"0.00"},{"v":0,"d":"0.0000%"},{"v":0,"d":"0.00"},"I","CHI, GCH, GIT, ONK, URO",30]
[2023,"F4.1",null,"F41471","Pasta Dansac","50 g, k vyplneniu kožných nerovnosti","DNC","DK","ks",{"v":0.1,"d":"10.00%"},8.24,8.24,{"v":0,"d":"0.00"},{"v":0,"d":"0.0000%"},{"v":0,"d":"0.00"},"I","CHI, GCH, GIT, ONK, URO",9021]
[2024,"F4.1",null,"F40880","Pasta na ochranu kože","60 g,  á 1 ks","BME","DE","ks",{"v":0.2,"d":"20.00%"},8.99,8.99,{"v":0,"d":"0.00"},{"v":0,"d":"0.0000%"},{"v":0,"d":"0.00"},"I","CHI, GCH, GIT, ONK, URO",33049900]
[2025,"F4.1",null,"F41229","Pasta ochranná  Stomahesive","60 g","CNV","GB","ks",{"v":0.2,"d":"20.00%"},{"v":9,"d":"9.00"},{"v":9,"d":"9.00"},{"v":0,"d":"0.00"},{"v":0,"d":"0.0000%"},{"v":0,"d":"0.00"},"I","CHI, GCH, GIT, ONK, URO",32149000]
[2026,"F4.1",null,"F41228","Zásyp adhezívny","25 g","CNV","GB","ks",{"v":0.1,"d":"10.00%"},9.04,9.04,{"v":0,"d":"0.00"},{"v":0,"d":"0.0000%"},{"v":0,"d":"0.00"},"I","CHI, GCH, GIT, ONK, URO",9021]
[2027,"F4.1",null,"F91452","Pasta stomická nedráždivá Salts","60g","SHC","GB","ks",{"v":0.1,"d":"10.00%"},9.06,9.06,{"v":0,"d":"0.00"},{"v":0,"d":"0.0000%"},{"v":0,"d":"0.00"},"I","CHI, GCH, GIT, ONK, URO",3006]
[2028,"F4.1",null,"F89788","Pasta stomická výplňová Salts","60g","SHC","GB","ks",{"v":0.1,"d":"10.00%"},9.06,9.06,{"v":0,"d":"0.00"},{"v":0,"d":"0.0000%"},{"v":0,"d":"0.00"},"I","CHI, GCH, GIT, ONK, URO",3006]
[2029,"F4.1","Z","F40171","Adhezívna pasta","60 g","COL","DK","ks",{"v":0.1,"d":"10.00%"},12.16,12.16,{"v":0,"d":"0.00"},{"v":0,"d":"0.0000%"},{"v":0,"d":"0.00"},"I","CHI, GCH, GIT, ONK, URO",9021]
[2030,{"$nulls":3},"F4.2 Ochranný krém",{"$nulls":11},9.7,"ks"]
[2031,"F4.2",null,"F80696","Ochranný krém Sensi - Care","hydratačný krém, 1ks/85 g","CNV","GB","ks",{"v":0.2,"d":"20.00%"},5.72,5.72,{"v":0,"d":"0.00"},{"v":0,"d":"0.0000%"},{"v":0,"d":"0.00"},"I","CHI, GCH, GIT, ONK, URO",33049900]
[2032,"F4.2",null,"F93414","Brava bariérový krém","hydratačný efekt, tuba 60 ml","COL","DK","ks",{"v":0.1,"d":"10.00%"},6.24,6.24,{"v":0,"d":"0.00"},{"v":0,"d":"0.0000%"},{"v":0,"d":"0.00"},"I","CHI, GCH, GIT, ONK, URO",9021]
[2033,"F4.2",null,"F40192","Comfeel ochranný krém","60 ml","COL","DK","ks",{"v":0.1,"d":"10.00%"},6.24,6.24,{"v":0,"d":"0.00"},{"v":0,"d":"0.0000%"},{"v":0,"d":"0.00"},"I","CHI, GCH, GIT, ONK, URO",9021]
[2034,"F4.2",null,"F89994","Askina Barrier Cream","ochranný krém, 28g","BME","IE","ks",{"v":0.1,"d":"10.00%"},{"v":9.7,"d":"9.70"},{"v":9.7,"d":"9.70"},{"v":0,"d":"0.00"},{"v":0,"d":"0.0000%"},{"v":0,"d":"0.00"},"I","CHI, GCH, GIT, ONK, URO",30059099]
[2035,"F4.2","Z","F41473","Ochranný krém Dansac","100 ml","DNC","DK","ks",{"v":0.1,"d":"10.00%"},{"v":9.7,"d":"9.70"},{"v":9.7,"d":"9.70"},{"v":0,"d":"0.00"},{"v":0,"d":"0.0000%"},{"v":0,"d":"0.00"},"I","CHI, GCH, GIT, ONK, URO",9021]
[2036,{"$nulls":3},"F4.3 Ochranný spray",{"$nulls":11},15.51,"ks"]
[2037,"F4.3",null,"F87553","Askina Barrier Film Spray","ochranný film, sprej fľaša","BME","IE","ks",{"v":0.1,"d":"10.00%"},9.56,9.56,{"v":0,"d":"0.00"},{"v":0,"d":"0.0000%"},{"v":0,"d":"0.00"},"I","CHI, GCH, GIT, ONK, URO",9021909000]
[2038,"F4.3",null,"F97373","Sprej bariérový nedráždivý CAVILON","na ochranu pokožky, 3346P, 28 ml","MMM","US","ks",{"v":0.2,"d":"20.00%"},{"v":14.4,"d":"14.40"},{"v":14.4,"d":"14.40"},{"v":0,"d":"0.00"},{"v":0,"d":"0.0000%"},{"v":0,"d":"0.00"},"I","CHI, GCH, GIT, ONK, URO",33049900]
[2039,"F4.3",null,"F99628","Sprej Trio Elisse","na ochranu pokožky stomických pacientov","TIH","GB","ks",{"v":0.1,"d":"10.00%"},14.45,14.45,{"v":0,"d":"0.00"},{"v":0,"d":"0.0000%"},{"v":0,"d":"0.00"},"I","CHI, GCH, GIT, ONK, URO",3006910000]
[2040,"F4.3",null,"F88422","Sprej ochranný Skin Barrier Spray","pre stomikov, 50 ml","COL","DK","ks",{"v":0.1,"d":"10.00%"},14.47,14.47,{"v":0,"d":"0.00"},{"v":0,"d":"0.0000%"},{"v":0,"d":"0.00"},"I","CHI, GCH, GIT, ONK, URO",30]
[2041,"F4.3","Z","F91153","Sprej ConvaTec Silesse","na ochranu pokožky; 50 ml","CNV","GB","ks",{"v":0.1,"d":"10.00%"},{"v":15.5,"d":"15.50"},{"v":15.5,"d":"15.50"},{"v":0,"d":"0.00"},{"v":0,"d":"0.0000%"},{"v":0,"d":"0.00"},"I","CHI, GCH, GIT, ONK, URO",3006]
[2042,{"$nulls":3},"F4.4 Ochranný film",{"$nulls":11},0.42,"ks"]
[2043,"F4.4",null,"F41313","Convacare ochranný film","pre stomických pacientov","CNV","GB","ks",{"v":0.2,"d":"20.00%"},0.19,0.19,{"v":0,"d":"0.00"},{"v":0,"d":"0.0000%"},{"v":0,"d":"0.00"},"I","CHI, GCH, GIT, ONK, URO",34011100]
[2044,"F4.4",null,"F91152","Obrúsky ConvaTec Silesse","na ochranu pokožky; 30 ks","CNV","GB","ks",{"v":0.2,"d":"20.00%"},0.33,0.33,{"v":0,"d":"0.00"},{"v":0,"d":"0.0000%"},{"v":0,"d":"0.00"},"I","CHI, GCH, GIT, ONK, URO",56031210]
[2045,"F4.4",null,"F89781","Film ochranný Salts","obrúsky pre stomických pacientov; 30 ks","SHC","GB","ks",{"v":0.1,"d":"10.00%"},0.41,0.41,{"v":0,"d":"0.00"},{"v":0,"d":"0.0000%"},{"v":0,"d":"0.00"},"I","CHI, GCH, GIT, ONK, URO",3006]
[2046,"F4.4","Z","F86767","Ochranný film Prep","ochranný film pre stomikov","COL","DK","ks",{"v":0.1,"d":"10.00%"},0.42,0.42,{"v":0,"d":"0.00"},{"v":0,"d":"0.0000%"},{"v":0,"d":"0.00"},"I","CHI, GCH, GIT, ONK, URO",9021]
[2047,{"$nulls":3},"F4.5 Ochranné rúško",{"$nulls":11},7.75,"ks"]
[2048,"F4.5",null,"F35075","Rúško stomickí ochranné Brava","10 x 10 cm, á 10 ks","COL","DK","ks",{"v":0.1,"d":"10.00%"},2.16,2.16,{"v":0,"d":"0.00"},{"v":0,"d":"0.0000%"},{"v":0,"d":"0.00"},"I","CHI, GCH, GIT, ONK, URO",9021]
[2049,"F4.5",null,"F75604","Eakin","10x10 cm, á 5 ks","EAK","GB","ks",{"v":0.1,"d":"10.00%"},3.06,3.06,{"v":0,"d":"0.00"},{"v":0,"d":"0.0000%"},{"v":0,"d":"0.00"},"I","CHI, GCH, GIT, ONK, URO",9021]
[2050,"F4.5",null,"F40187","Ochranné rúško Coloplast","pás 200 x 10 cm, á 10ks","COL","DK","ks",{"v":0.1,"d":"10.00%"},3.12,3.12,{"v":0,"d":"0.00"},{"v":0,"d":"0.0000%"},{"v":0,"d":"0.00"},"I","CHI, GCH, GIT, ONK, URO",9021]
[2051,"F4.5",null,"F40185","Rúško stomické ochranné Brava","15 x 15 cm, á 5 ks","COL","DK","ks",{"v":0.1,"d":"10.00%"},3.21,3.21,{"v":0,"d":"0.00"},{"v":0,"d":"0.0000%"},{"v":0,"d":"0.00"},"I","CHI, GCH, GIT, ONK, URO",9021]
[2052,"F4.5",null,"F89778","Doštička ochranná Salts","pre stomických pacientov, 15 x 15 cm","SHC","GB","ks",{"v":0.1,"d":"10.00%"},6.73,6.73,{"v":0,"d":"0.00"},{"v":0,"d":"0.0000%"},{"v":0,"d":"0.00"},"I","CHI, GCH, GIT, ONK, URO",3006]
[2053,"F4.5","Z","F40186","Rúško stomické ochranné Brava","20 x 20cm, á 5 ks","COL","DK","ks",{"v":0.1,"d":"10.00%"},7.75,7.75,{"v":0,"d":"0.00"},{"v":0,"d":"0.0000%"},{"v":0,"d":"0.00"},"I","CHI, GCH, GIT, ONK, URO",9021]
[2054,{"$nulls":3},"F4.6 Pohlcovač pachu",{"$nulls":11},16.63,"bal"]
[2055,"F4.6",null,"F82904","Pohlcovač zápachu ALP mini","50 ml","APG","CZ","bal",{"v":0.2,"d":"20.00%"},5.75,5.75,{"v":0,"d":"0.00"},{"v":0,"d":"0.0000%"},{"v":0,"d":"0.00"},"I","CHI, GCH, GIT, ONK, URO",33079000]
[2056,"F4.6",null,"F76403","Pohlcovač pachu ALP","30ml, olej","ALE","CZ","bal",{"v":0.2,"d":"20.00%"},5.85,5.85,{"v":0,"d":"0.00"},{"v":0,"d":"0.0000%"},{"v":0,"d":"0.00"},"I","CHI, GCH, GIT, ONK, URO",3307900]
[2057,"F4.6",null,"F76310","Pohlcovač pachu ALP","200ml","ALE","CZ","bal",{"v":0.2,"d":"20.00%"},6.06,6.06,{"v":0,"d":"0.00"},{"v":0,"d":"0.0000%"},{"v":0,"d":"0.00"},"I","CHI, GCH, GIT, ONK, URO",3307900]
[2058,"F4.6",null,"F89779","Pohlcovač pachu Salts","sprej pre stomických pacientov; 50 ml","SHC","GB","bal",{"v":0.1,"d":"10.00%"},6.92,6.92,{"v":0,"d":"0.00"},{"v":0,"d":"0.0000%"},{"v":0,"d":"0.00"},"I","CHI, GCH, GIT, ONK, URO",3006]
[2059,"F4.6",null,"F40177","Pohlcovač pachu Ostobon","50 ml, olej","COL","DK","bal",{"v":0.1,"d":"10.00%"},7.26,7.26,{"v":0,"d":"0.00"},{"v":0,"d":"0.0000%"},{"v":0,"d":"0.00"},"I","CHI, GCH, GIT, ONK, URO",9021]
[2060,"F4.6",null,"F96247","Pohlcovač pachu StomOdor Drops","kvapky, 35 ml","ALE","CZ","bal",{"v":0.2,"d":"20.00%"},7.26,7.26,{"v":0,"d":"0.00"},{"v":0,"d":"0.0000%"},{"v":0,"d":"0.00"},"I","CHI, GCH, GIT, ONK, URO",3307900]
[2061,"F4.6",null,"F83745","Prášok DeOdour","pohlcovač pachov pre stomikov","BME","FR","bal",{"v":0.2,"d":"20.00%"},8.24,8.24,{"v":0,"d":"0.00"},{"v":0,"d":"0.0000%"},{"v":0,"d":"0.00"},"I","CHI, GCH, GIT, ONK, URO",3307900]
[2062,"F4.6",null,"F96248","Pohlcovač pachu StomOdor Spray Maxi","sprej, 210 ml","ALE","CZ","bal",{"v":0.2,"d":"20.00%"},9.89,9.89,{"v":0,"d":"0.00"},{"v":0,"d":"0.0000%"},{"v":0,"d":"0.00"},"I","CHI, GCH, GIT, ONK, URO",3307900]
[2063,"F4.6",null,"F94276","Deodorant lubrikačný Brava, 240 ml","príslušenstvo k stomických vreckám","COL","DK","bal",{"v":0.1,"d":"10.00%"},12.83,12.83,{"v":0,"d":"0.00"},{"v":0,"d":"0.0000%"},{"v":0,"d":"0.00"},"I","CHI, GCH, GIT, ONK, URO",9021]
[2064,"F4.6",null,"F89780","Pohlcovač pachu No-Roma","pre stomických pacientov, kvapky 227 ml","SHC","GB","bal",{"v":0.1,"d":"10.00%"},13.07,13.07,{"v":0,"d":"0.00"},{"v":0,"d":"0.0000%"},{"v":0,"d":"0.00"},"I","CHI, GCH, GIT, ONK, URO",3006]
[2065,"F4.6",null,"F41480","Dansac Nodor S, pohlcovač pachu","250 ml, do vrecka","DNC","DK","bal",{"v":0.1,"d":"10.00%"},{"v":16.5,"d":"16.50"},{"v":16.5,"d":"16.50"},{"v":0,"d":"0.00"},{"v":0,"d":"0.0000%"},{"v":0,"d":"0.00"},"I","CHI, GCH, GIT, ONK, URO",9021]
[2066,"F4.6",null,"F41315","Pohlcovač pachu Dignity","Aplikátor 225 ml","CNV","GB","bal",{"v":0.2,"d":"20.00%"},16.63,16.63,{"v":0,"d":"0.00"},{"v":0,"d":"0.0000%"},{"v":0,"d":"0.00"},"I","CHI, GCH, GIT, ONK, URO",33074900]
[2067,"F4.6","Z","F91151","Vankúšik ConvaTec Diamonds TM s ActiveOne","gélový a dezodoračný; 100 ks","CNV","GB","bal",{"v":0.1,"d":"10.00%"},16.63,16.63,{"v":0,"d":"0.00"},{"v":0,"d":"0.0000%"},{"v":0,"d":"0.00"},"I","CHI, GCH, GIT, ONK, URO",3006]
[2068,{"$nulls":3},"F4.7 Uhlíkový filter",{"$nulls":11},0.17,"ks"]
[2069,"F4.7","Z","F40168","Uhlíkový filter Filtrodor","50 ks / bal","COL","DK","ks",{"v":0.1,"d":"10.00%"},0.17,0.17,{"v":0,"d":"0.00"},{"v":0,"d":"0.0000%"},{"v":0,"d":"0.00"},"I","CHI, GCH, GIT, ONK, URO",9021]
[2070,{"$nulls":3},"F5 Pásy a prídržné prostriedky pre stomikov",{"$nulls":11},6.27,"ks"]
[2071,"F5",null,"F40175","Podložka k opasku","60 mm","COL","DK","ks",{"v":0.1,"d":"10.00%"},1.52,1.52,{"v":0,"d":"0.00"},{"v":0,"d":"0.0000%"},{"v":0,"d":"0.00"},"I","CHI, GCH, GIT, ONK, URO",9021]
[2072,"F5",null,"F20087","Univerzálny opasok pre stomikov",null,"BME","FR","ks",{"v":0.1,"d":"10.00%"},2.97,2.97,{"v":0,"d":"0.00"},{"v":0,"d":"0.0000%"},{"v":0,"d":"0.00"},"I","CHI, GCH, GIT, ONK, URO",9021]
[2073,"F5",null,"F76914","Pás stomický prídržný Dansac","dĺžka100cm","DNC","DK","ks",{"v":0.1,"d":"10.00%"},3.52,3.52,{"v":0,"d":"0.00"},{"v":0,"d":"0.0000%"},{"v":0,"d":"0.00"},"I","CHI, GCH, GIT, ONK, URO",62171000]
[2074,"F5",null,"F41299","Prídržný pás",null,"CNV","GB","ks",{"v":0.2,"d":"20.00%"},3.53,3.53,{"v":0,"d":"0.00"},{"v":0,"d":"0.0000%"},{"v":0,"d":"0.00"},"I","CHI, GCH, GIT, ONK, URO",63079099]
[2075,"F5",null,"F92542","Pás stomický Brava pre SenSura Mio","so 4 záchytnými háčikmi","COL","DK","ks",{"v":0.1,"d":"10.00%"},4.33,4.33,{"v":0,"d":"0.00"},{"v":0,"d":"0.0000%"},{"v":0,"d":"0.00"},"I","CHI, GCH, GIT, ONK, URO",30]
[2076,"F5","Z","F35073","Stomický pás",null,"COL","DK","ks",{"v":0.1,"d":"10.00%"},5.77,5.77,{"v":0,"d":"0.00"},{"v":0,"d":"0.0000%"},{"v":0,"d":"0.00"},"I","CHI, GCH, GIT, ONK, URO",9021]
[2077,{"$nulls":3},"F6 Rôzne stomické príslušenstvo"]
[2078,{"$nulls":3},"F6.1 Vkladací krúžok",{"$nulls":11},2.15,"ks"]
[2079,"F6.1",null,"F41475","Krúžok stomický tesniaci GX-tra","priemer 50mm, otvor 20 mm, á 30ks","DNC","DK","ks",{"v":0.1,"d":"10.00%"},{"v":1.2,"d":"1.20"},{"v":1.2,"d":"1.20"},{"v":0,"d":"0.00"},{"v":0,"d":"0.0000%"},{"v":0,"d":"0.00"},"I","CHI, GCH, GIT, ONK, URO",96190089]
[2080,"F6.1",null,"F41476","Krúžok stomický tesniaci GX-tra","priemer 60mm, otvor 30 mm, á 30ks","DNC","DK","ks",{"v":0.1,"d":"10.00%"},{"v":1.2,"d":"1.20"},{"v":1.2,"d":"1.20"},{"v":0,"d":"0.00"},{"v":0,"d":"0.0000%"},{"v":0,"d":"0.00"},"I","CHI, GCH, GIT, ONK, URO",96190089]
[2081,"F6.1",null,"F41477","Krúžok stomický tesniaci GX-tra","priemer 70mm, otvor 40 mm, á 30ks","DNC","DK","ks",{"v":0.1,"d":"10.00%"},{"v":1.2,"d":"1.20"},{"v":1.2,"d":"1.20"},{"v":0,"d":"0.00"},{"v":0,"d":"0.0000%"},{"v":0,"d":"0.00"},"I","CHI, GCH, GIT, ONK, URO",96190089]
[2082,"F6.1",null,"F93416","Brava tvarovateľný krúžok","hrúbka 2,0 alebo 4,2 mm, 30 ks v balení","COL","DK","ks",{"v":0.1,"d":"10.00%"},1.21,1.21,{"v":0,"d":"0.00"},{"v":0,"d":"0.0000%"},{"v":0,"d":"0.00"},"I","CHI, GCH, GIT, ONK, URO",9021]
[2083,"F6.1",null,"F0235A","krúžok tesniaci stomický tvarovateľný Brava Seal","hrúbka 2,5 mm, priemer 18, 27 a 34 mm","COL","DK","ks",{"v":0.1,"d":"10.00%"},2.11,2.11,{"v":0,"d":"0.00"},{"v":0,"d":"0.0000%"},{"v":0,"d":"0.00"},"I","CHI, GCH, GIT, ONK, URO",9021]
[2084,"F6.1",null,"F0236A","krúžok tesniaci stomický tvarovateľný Brava Seal","hrúbka 4 mm, priemer 27 mm","COL","DK","ks",{"v":0.1,"d":"10.00%"},2.11,2.11,{"v":0,"d":"0.00"},{"v":0,"d":"0.0000%"},{"v":0,"d":"0.00"},"I","CHI, GCH, GIT, ONK, URO",9021]
[2085,"F6.1",null,"F94277","Krúžok stomický tesniaci silikónový Siltac","Siltac1/Siltac 2/Siltac 3","TIH","GB","ks",{"v":0.1,"d":"10.00%"},2.14,2.14,{"v":0,"d":"0.00"},{"v":0,"d":"0.0000%"},{"v":0,"d":"0.00"},"I","CHI, GCH, GIT, ONK, URO",90219090]
[2086,"F6.1",null,"F89784","Krúžok tesniaci tvarovateľný stomický Salts","tenký, hrúbka 3 mm, priemer 50 mm","SHC","GB","ks",{"v":0.1,"d":"10.00%"},2.14,2.14,{"v":0,"d":"0.00"},{"v":0,"d":"0.0000%"},{"v":0,"d":"0.00"},"I","CHI, GCH, GIT, ONK, URO",3006]
[2087,"F6.1",null,"F89785","Krúžok tesniaci tvarovateľný stomický Salts","štandard, hrúbka 4,2 mm, priemer 50 mm","SHC","GB","ks",{"v":0.1,"d":"10.00%"},2.14,2.14,{"v":0,"d":"0.00"},{"v":0,"d":"0.0000%"},{"v":0,"d":"0.00"},"I","CHI, GCH, GIT, ONK, URO",3006]
[2088,"F6.1",null,"F89786","Krúžok tesniaci tvarovateľný stomický Salts","veľký , hrúbka 3 mm, priemer 100 mm","SHC","GB","ks",{"v":0.1,"d":"10.00%"},2.14,2.14,{"v":0,"d":"0.00"},{"v":0,"d":"0.0000%"},{"v":0,"d":"0.00"},"I","CHI, GCH, GIT, ONK, URO",3006]
[2089,"F6.1",null,"F92108","Stomahesive Seal ConvaTec stomický tesniaci krúžok","tvarovateľný; hrúbka 3mm, priemer 48mm, 10 ks","CNV","GB","ks",{"v":0.1,"d":"10.00%"},2.14,2.14,{"v":0,"d":"0.00"},{"v":0,"d":"0.0000%"},{"v":0,"d":"0.00"},"I","CHI, GCH, GIT, ONK, URO",9021]
[2090,"F6.1",null,"F92109","Stomahesive Seal ConvaTec stomický tesniaci krúžok","tvarovateľný; hrúbka 4mm, priemer 48mm, 10 ks","CNV","GB","ks",{"v":0.1,"d":"10.00%"},2.14,2.14,{"v":0,"d":"0.00"},{"v":0,"d":"0.0000%"},{"v":0,"d":"0.00"},"I","CHI, GCH, GIT, ONK, URO",9021]
[2091,"F6.1",null,"F75602","Eakin","otvor 48 mm, á 20 ks","EAK","GB","ks",{"v":0.1,"d":"10.00%"},2.15,2.15,{"v":0,"d":"0.00"},{"v":0,"d":"0.0000%"},{"v":0,"d":"0.00"},"I","CHI, GCH, GIT, ONK, URO",9021]
[2092,"F6.1","Z","F75605","Eakin","otvor 48 mm, á 30 ks","EAK","GB","ks",{"v":0.1,"d":"10.00%"},2.15,2.15,{"v":0,"d":"0.00"},{"v":0,"d":"0.0000%"},{"v":0,"d":"0.00"},"I","CHI, GCH, GIT, ONK, URO",9021]
[2093,{"$nulls":3},"F7 Irigačná súprava a príslušenstvo"]
[2094,{"$nulls":3},"F7.1 Irigačná súprava",{"$nulls":11},67.25,"ks"]
[2095,"F7.1","Z","F40166","Irigačná súprava",null,"COL","DK","ks",{"v":0.1,"d":"10.00%"},67.25,67.25,{"v":0,"d":"0.00"},{"v":0,"d":"0.0000%"},{"v":0,"d":"0.00"},"I","CHI, GCH, GIT, ONK, URO",9021]
[2096,{"$nulls":3},"F7.2 Príslušenstvo irigačnej súpravy"]
[2097,{"$nulls":3},"F7.2.1 Odvodné vrecko",{"$nulls":11},2.15,"ks"]
[2098,"F7.2.1","Z","F40165","Dvojdielne odvodné vrecko","upínací kruh 60 mm, á 30 ks","COL","DK","ks",{"v":0.1,"d":"10.00%"},1.25,1.25,{"v":0,"d":"0.00"},{"v":0,"d":"0.0000%"},{"v":0,"d":"0.00"},"I","CHI, GCH, GIT, ONK, URO",9021]
[2099,{"$nulls":3},"F7.2.2 Nádržka",{"$nulls":11},29.82,"ks"]
[2100,"F7.2.2","Z","F40162","Nádržka na vodu","s regulátorom a teplomerom","COL","DK","ks",{"v":0.1,"d":"10.00%"},29.82,29.82,{"v":0,"d":"0.00"},{"v":0,"d":"0.0000%"},{"v":0,"d":"0.00"},"I","CHI, GCH, GIT, ONK, URO",9021]
[2101,{"$nulls":3},"F7.2.3 Zavadzací kónus",{"$nulls":11},3.92,"ks"]
[2102,"F7.2.3","Z","F40160","Zavádzací kónus","1 ks","COL","DK","ks",{"v":0.1,"d":"10.00%"},3.92,3.92,{"v":0,"d":"0.00"},{"v":0,"d":"0.0000%"},{"v":0,"d":"0.00"},"I","CHI, GCH, GIT, ONK, URO",9021]
[2103,{"$nulls":3},"F7.2.4 Krúžok prítlačný",{"$nulls":11},4.24,"ks"]
[2104,"F7.2.4","Z","F40161","Prítlačný krúžok","1 ks","COL","DK","ks",{"v":0.1,"d":"10.00%"},3.58,3.58,{"v":0,"d":"0.00"},{"v":0,"d":"0.0000%"},{"v":0,"d":"0.00"},"I","CHI, GCH, GIT, ONK, URO",9021]
[2105,{"$nulls":3},"F8 Krytka stómie",{"$nulls":11},2.81,"ks"]
[2106,"F8",null,"F32879","Alterna Krytka Mini Cap","jednodielna, nepriehľadná, vystrihovateľný otvor 20-55 mm, á 30 ks","COL","DK","ks",{"v":0.1,"d":"10.00%"},{"v":2.6,"d":"2.60"},{"v":2.6,"d":"2.60"},{"v":0,"d":"0.00"},{"v":0,"d":"0.0000%"},{"v":0,"d":"0.00"},"I","CHI, GCH, GIT, ONK, URO",9021]
[2107,"F8","Z","F41197","Krytka stómie jednodielna","nepriehľadná, s filtrom 9-50 mm, á 30 ks","CNV","GB","ks",{"v":0.1,"d":"10.00%"},2.81,2.81,{"v":0,"d":"0.00"},{"v":0,"d":"0.0000%"},{"v":0,"d":"0.00"},"I","CHI, GCH, GIT, ONK, URO",9021]
[2108,{"$nulls":3},"F9 Jednodielna stomická zátka",{"$nulls":11},2.73,"ks"]
[2109,"F9","Z","F40196","Alterna Conseal","kolostomická zátka dĺžka 35 mm, otvor stómie 20-35 mm, á 10 ks","COL","DK","ks",{"v":0.1,"d":"10.00%"},2.39,2.39,{"v":0,"d":"0.00"},{"v":0,"d":"0.0000%"},{"v":0,"d":"0.00"},"I","CHI, GCH, GIT, ONK, URO",9021]
[2110,"F9",null,"F40199","Alterna Conseal","kolostomická zátka dĺžka 45 mm, otvor stómie 35-45 mm, á 10 ks","COL","DK","ks",{"v":0.1,"d":"10.00%"},2.73,2.73,{"v":0,"d":"0.00"},{"v":0,"d":"0.0000%"},{"v":0,"d":"0.00"},"I","CHI, GCH, GIT, ONK, URO",9021]
[2111,{"$nulls":3},"F10 Nočná drenážna súprava",{"$nulls":11},3.79,"ks"]
[2112,"F10",null,"F89777","Vrecko urostomické nočné","2000ml, hadica 120cm+ 6ks adaptérov, á 10ks","SHC","GB","ks",{"v":0.1,"d":"10.00%"},1.76,1.76,{"v":0,"d":"0.00"},{"v":0,"d":"0.0000%"},{"v":0,"d":"0.00"},"I","CHI, GCH, GIT, ONK, URO",3006]
[2113,"F10",null,"F40093","Urinálne zberné nočné vrecko","1500 ml, 890 cm hadica, aj pre inkontinentných pacientov podskupiny B7, á 10 ks","COL","DK","ks",{"v":0.1,"d":"10.00%"},2.19,2.19,{"v":0,"d":"0.00"},{"v":0,"d":"0.0000%"},{"v":0,"d":"0.00"},"I","CHI, GCH, GIT, ONK, URO",9021]
[2114,"F10",null,"F22190","Dansac Duo Soft Urostomy","drenážne vrecko 2 000 ml, súprava, á 10 ks","DNC","DK","ks",{"v":0.1,"d":"10.00%"},3.79,3.79,{"v":0,"d":"0.00"},{"v":0,"d":"0.0000%"},{"v":0,"d":"0.00"},"I","CHI, GCH, GIT, ONK, URO",9021]
[2115,"F10","Z","F41301","Urostomické nočné vrecko","dvojdielne, á 5 ks","CNV","GB","ks",{"v":0.1,"d":"10.00%"},3.79,3.79,{"v":0,"d":"0.00"},{"v":0,"d":"0.0000%"},{"v":0,"d":"0.00"},"I","CHI, GCH, GIT, ONK, URO",9021]
[2116,{"$nulls":3},"F11 Detské stomické pomôcky"]
[2117,{"$nulls":3},"F11.1 Detský jednodielný systém",{"$nulls":11},5.9,"ks"]
[2118,"F11.1",null,"F32885","Alterna","kolostomické, priehľadné, vystrihovateľný otvor 10-35 mm, á 30 ks","COL","DK","ks",{"v":0.1,"d":"10.00%"},1.54,1.54,{"v":0,"d":"0.00"},{"v":0,"d":"0.0000%"},{"v":0,"d":"0.00"},"I","CHI, GCH, GIT, ONK, URO",9021]
[2119,"F11.1",null,"F76900","Dansac Nova 1 Infant","detské výpustné vrecko, priehľadné","DNC","DE","ks",{"v":0.1,"d":"10.00%"},2.42,2.42,{"v":0,"d":"0.00"},{"v":0,"d":"0.0000%"},{"v":0,"d":"0.00"},"I","CHI, GCH, GIT, ONK, URO",9021]
[2120,"F11.1",null,"F32887","Alterna","ileostomické á kolostomické, priehľadné, vystrihovateľný otvor 10-35 mm, á 30 ks","COL","DK","ks",{"v":0.1,"d":"10.00%"},{"v":2.6,"d":"2.60"},{"v":2.6,"d":"2.60"},{"v":0,"d":"0.00"},{"v":0,"d":"0.0000%"},{"v":0,"d":"0.00"},"I","CHI, GCH, GIT, ONK, URO",9021]
[2121,"F11.1",null,"F32888","Alterna","urostomické, obj. 100 ml, priehľadné, vystrihovateľný otvor 10-35 mm, á  20 ks","COL","DK","ks",{"v":0.1,"d":"10.00%"},3.46,3.46,{"v":0,"d":"0.00"},{"v":0,"d":"0.0000%"},{"v":0,"d":"0.00"},"I","CHI, GCH, GIT, ONK, URO",9021]
[2122,"F11.1",null,"F89755","Vrecko Confidence Comfort","detské,výpustné s krycou chlopňou, otvor vystrihovateľný 8-60mm, 30 ks","SHC","GB","ks",{"v":0.1,"d":"10.00%"},4.41,4.41,{"v":0,"d":"0.00"},{"v":0,"d":"0.0000%"},{"v":0,"d":"0.00"},"I","CHI, GCH, GIT, ONK, URO",3006]
[2123,"F11.1",null,"F41302","Stomadress","detské, priehľadné, výpustné, 9-50 mm, á 15 ks","CNV","GB","ks",{"v":0.1,"d":"10.00%"},4.42,4.42,{"v":0,"d":"0.00"},{"v":0,"d":"0.0000%"},{"v":0,"d":"0.00"},"I","CHI, GCH, GIT, ONK, URO",9021]
[2124,"F11.1",null,"F91450","Vrecko Flexifit","novorodenecké výpustné transparentné, otvor 8-40mm","SHC","GB","ks",{"v":0.1,"d":"10.00%"},4.92,4.92,{"v":0,"d":"0.00"},{"v":0,"d":"0.0000%"},{"v":0,"d":"0.00"},"I","CHI, GCH, GIT, ONK, URO",3006]
[2125,"F11.1","Z","F41303","Stomadress","detské, priehľadné, urostomické, 9-25 mm, á 15 ks","CNV","GB","ks",{"v":0.1,"d":"10.00%"},{"v":5.9,"d":"5.90"},{"v":5.9,"d":"5.90"},{"v":0,"d":"0.00"},{"v":0,"d":"0.0000%"},{"v":0,"d":"0.00"},"I","CHI, GCH, GIT, ONK, URO",9021]
[2126,{"$nulls":3},"F11.2 Detský dvojdielny systém - podložka",{"$nulls":11},1.9,"ks"]
[2127,"F11.2",null,"F96580","Podložka základná stomická  Easiflex","pediatrická, okrúhla, s elastickým upínaním, 17 mm","COL","DK","ks",{"v":0.1,"d":"10.00%"},1.89,1.89,{"v":0,"d":"0.00"},{"v":0,"d":"0.0000%"},{"v":0,"d":"0.00"},"I","CHI, GCH, GIT, ONK, URO",9021]
[2128,"F11.2",null,"F96581","Podložka základná stomická  Easiflex","pediatrická, okrúhla, s elastickým upínaním, 27 mm","COL","DK","ks",{"v":0.1,"d":"10.00%"},1.89,1.89,{"v":0,"d":"0.00"},{"v":0,"d":"0.0000%"},{"v":0,"d":"0.00"},"I","CHI, GCH, GIT, ONK, URO",9021]
[2129,"F11.2","Z","F32931","Alterna - základná","detská, vystrihovateľný otvor 10-35 mm, á  5 ks","COL","DK","ks",{"v":0.1,"d":"10.00%"},{"v":1.9,"d":"1.90"},{"v":1.9,"d":"1.90"},{"v":0,"d":"0.00"},{"v":0,"d":"0.0000%"},{"v":0,"d":"0.00"},"I","CHI, GCH, GIT, ONK, URO",9021]
[2130,{"$nulls":3},"F11.3 Detský dvojdielny systém - uzavreté vrecko",{"$nulls":11},1.1,"ks"]
[2131,"F11.3","Z","F32935","Alterna","kolostomické, priehľadné, upínací kruh 40 mm, á 30 ks","COL","DK","ks",{"v":0.1,"d":"10.00%"},{"v":1.1,"d":"1.10"},{"v":1.1,"d":"1.10"},{"v":0,"d":"0.00"},{"v":0,"d":"0.0000%"},{"v":0,"d":"0.00"},"I","CHI, GCH, GIT, ONK, URO",9021]
[2132,{"$nulls":3},"F11.4 Detský dvojdielny systém - výpustné vrecko",{"$nulls":11},1.47,"ks"]
[2133,"F11.4",null,"F96582","Vrecko stomické Easiflex","dvojdielne, pediatrické, výpustné, priehľadné, 17mm","COL","DK","ks",{"v":0.1,"d":"10.00%"},1.45,1.45,{"v":0,"d":"0.00"},{"v":0,"d":"0.0000%"},{"v":0,"d":"0.00"},"I","CHI, GCH, GIT, ONK, URO",9021]
[2134,"F11.4",null,"F96583","Vrecko stomické Easiflex","dvojdielne, pediatrické, výpustné, nepriehľadné, 27 mm","COL","DK","ks",{"v":0.1,"d":"10.00%"},1.45,1.45,{"v":0,"d":"0.00"},{"v":0,"d":"0.0000%"},{"v":0,"d":"0.00"},"I","CHI, GCH, GIT, ONK, URO",9021]
[2135,"F11.4","Z","F32933","Alterna","ileostomické a kolostomické, priehľadné, upínací kruh  40 mm, á  30 ks","COL","DK","ks",{"v":0.1,"d":"10.00%"},1.47,1.47,{"v":0,"d":"0.00"},{"v":0,"d":"0.0000%"},{"v":0,"d":"0.00"},"I","CHI, GCH, GIT, ONK, URO",9021]
[2136,{"$nulls":3},"F11.5 Detský dvojdielny systém - urostomické vrecko",{"$nulls":11},3.37,"ks"]
[2137,"F11.5","Z","F32936","Alterna","urostomické, priehľadné, obj. 100 ml, upínací kruh 40 mm, á 20 ks","COL","DK","ks",{"v":0.1,"d":"10.00%"},3.37,3.37,{"v":0,"d":"0.00"},{"v":0,"d":"0.0000%"},{"v":0,"d":"0.00"},"I","CHI, GCH, GIT, ONK, URO",9021]
[2138,{"$nulls":3},"G1 KOMPRESÍVNE ELASTICKÉ PANČUCHY LÝTKOVÉ"]
[2139,{"$nulls":3},"G1.1 KOMPRESNÁ TRIEDA II. stupeň",{"$nulls":11},12.14,"pár"]
[2140,"G1.1",null,"G77661","LONARIS Micro","II. K.tr.","LOA","CZ","pár",{"v":0.1,"d":"10.00%"},10.78,10.78,{"v":0,"d":"0.00"},{"v":0,"d":"0.0000%"},{"v":0,"d":"0.00"},"I","ANG,CCH,CHI,INT,DER,ORT",611510]
[2141,"G1.1",null,"G98463","Podkolienky kompresívne špeciálne AR1006","kompresná trieda 2, 140 den, rôzne veľkosti a farby","CEZ","IT","pár",{"v":0.1,"d":"10.00%"},{"v":12,"d":"12.00"},{"v":12,"d":"12.00"},{"v":0,"d":"0.00"},{"v":0,"d":"0.0000%"},{"v":0,"d":"0.00"},"I","ANG,CCH,CHI,INT,DER,ORT",61151010]
[2142,"G1.1",null,"G70877","Pančuchy kompresívné lýtkové DEONA","SUPER, s/bez špice, kompres. tr. 2","DEO","CZ","pár",{"v":0.1,"d":"10.00%"},12.01,12.01,{"v":0,"d":"0.00"},{"v":0,"d":"0.0000%"},{"v":0,"d":"0.00"},"I","ANG,CCH,CHI,INT,DER,ORT",65151010]
[2143,"G1.1",null,"G98243","Pančuchy lýtkové Venoflex Micro® AD","elastické, kompresívna trieda II., rôzne veľkosti","TLP","FR","pár",{"v":0.1,"d":"10.00%"},12.04,12.04,{"v":0,"d":"0.00"},{"v":0,"d":"0.0000%"},{"v":0,"d":"0.00"},"I","ANG,CCH,CHI,INT,DER,ORT",61151010]
[2144,"G1.1",null,"G98469","Podkolienky kompresívne pánske AR3103","kompresná trieda 2, z mikrovlákna, rôzne veľkosti  a farby","CEZ","IT","pár",{"v":0.1,"d":"10.00%"},12.13,12.13,{"v":0,"d":"0.00"},{"v":0,"d":"0.0000%"},{"v":0,"d":"0.00"},"I","ANG,CCH,CHI,INT,DER,ORT",61151010]
[2145,"G1.1",null,"G58735","Pančuchy Lonaris Exclusive","lýtkové, farbené / 2ks, kompresná trieda 2","LNN","ČR","pár",{"v":0.1,"d":"10.00%"},12.14,12.14,{"v":0,"d":"0.00"},{"v":0,"d":"0.0000%"},{"v":0,"d":"0.00"},"I","ANG,CCH,CHI,INT,DER,ORT",61159310]
[2146,"G1.1",null,"G93116","Podkolienky zdravotné kompresívne","Kompresná trieda II. liečba varixov","MOL","IT","pár",{"v":0.1,"d":"10.00%"},12.14,12.14,{"v":0,"d":"0.00"},{"v":0,"d":"0.0000%"},{"v":0,"d":"0.00"},"I","ANG,CCH,CHI,INT,DER,ORT",61151010]
[2147,"G1.1",null,"G83679","PROMAX Standard, lýtkové pančuchy",null,"MAX","CZ","pár",{"v":0.1,"d":"10.00%"},12.14,12.14,{"v":0,"d":"0.00"},{"v":0,"d":"0.0000%"},{"v":0,"d":"0.00"},"I","ANG,CCH,CHI,INT,DER,ORT",611510]
[2148,"G1.1",null,"G37411","Segreta plus - high","II. K.tr.","IBC","IT","pár",{"v":0.1,"d":"10.00%"},12.14,12.14,{"v":0,"d":"0.00"},{"v":0,"d":"0.0000%"},{"v":0,"d":"0.00"},"I","ANG,CCH,CHI,INT,DER,ORT",611510]
[2149,"G1.1",null,"G72320","VENO MICRO AD","II. K.tr.","TLP","FR","pár",{"v":0.1,"d":"10.00%"},12.14,12.14,{"v":0,"d":"0.00"},{"v":0,"d":"0.0000%"},{"v":0,"d":"0.00"},"I","ANG,CCH,CHI,INT,DER,ORT",611510]
[2150,"G1.1","Z","G88144","VENOFLEX KOKOON AD","elastické lýtkové pančuchy, II. kompresívna trieda","TLP","FR","pár",{"v":0.1,"d":"10.00%"},12.14,12.14,{"v":0,"d":"0.00"},{"v":0,"d":"0.0000%"},{"v":0,"d":"0.00"},"I","ANG,CCH,CHI,INT,DER,ORT",6115101000]
[2151,"G1.1",null,"G81661","Venosan 6002","II. K.tr.","SAZ","CH","pár",{"v":0.1,"d":"10.00%"},12.14,12.14,{"v":0,"d":"0.00"},{"v":0,"d":"0.0000%"},{"v":0,"d":"0.00"},"I","ANG,CCH,CHI,INT,DER,ORT",611510]
[2152,"G1.1",null,"G70874","DEONA KLASIK","II. K.tr.","DEO","CZ","pár",{"v":0.1,"d":"10.00%"},12.28,12.14,0.14,{"v":0.011401,"d":"1.1401%"},{"v":0,"d":"0.00"},"S","ANG,CCH,CHI,INT,DER,ORT",611510]
[2153,"G1.1",null,"G29732","Lonaris Extra Fejne","II. K.tr.","LOA","CZ","pár",{"v":0.1,"d":"10.00%"},12.29,12.14,0.15,{"v":0.012204999999999999,"d":"1.2205%"},{"v":0,"d":"0.00"},"S","ANG,CCH,CHI,INT,DER,ORT",611510]
[2154,"G1.1",null,"G79785","AVICENUM 360","II. K.tr., skintex, microfibre, so špicou/bez špice","ARA","CZ","pár",{"v":0.1,"d":"10.00%"},12.34,12.14,{"v":0.2,"d":"0.20"},{"v":0.016207,"d":"1.6207%"},{"v":0,"d":"0.00"},"S","ANG,CCH,CHI,INT,DER,ORT",611510]
[2155,"G1.1",null,"G79786","AVICENUM 360","II. K.tr., sanitized, microfibre, so špicou/bez špice","ARA","CZ","pár",{"v":0.1,"d":"10.00%"},12.34,12.14,{"v":0.2,"d":"0.20"},{"v":0.016207,"d":"1.6207%"},{"v":0,"d":"0.00"},"S","ANG,CCH,CHI,INT,DER,ORT",611510]
[2156,"G1.1",null,"G99345","Pančuchy lýtkové Avicenum 360 FINE","kompresívna trieda II, s/bez špice, short / normal / long, S-XXL","ARA","CZ","pár",{"v":0.1,"d":"10.00%"},12.34,12.14,{"v":0.2,"d":"0.20"},{"v":0.016207,"d":"1.6207%"},{"v":0,"d":"0.00"},"S","ANG,CCH,CHI,INT,DER,ORT",611510]
[2157,"G1.1",null,"G74400","MAXIS BRILLANT","II. K. tr.","MAX","CZ","pár",{"v":0.1,"d":"10.00%"},13.52,12.14,1.38,{"v":0.10207100000000001,"d":"10.2071%"},{"v":0,"d":"0.00"},"S","ANG,CCH,CHI,INT,DER,ORT",611510]
[2158,"G1.1",null,"G27181","Pančuchy lýtkové MAXIS COMFORT COTTON","II. K.tr.","MAX","SK","pár",{"v":0.1,"d":"10.00%"},13.52,12.14,1.38,{"v":0.10207100000000001,"d":"10.2071%"},{"v":0,"d":"0.00"},"S","ANG,CCH,CHI,INT,DER,ORT",611510]
[2159,"G1.1",null,"G67998","LONARIS Cotton","II. K.tr.","LOA","CZ","pár",{"v":0.1,"d":"10.00%"},{"v":13.7,"d":"13.70"},12.14,1.56,{"v":0.11386900000000001,"d":"11.3869%"},{"v":0,"d":"0.00"},"S","ANG,CCH,CHI,INT,DER,ORT",611510]
[2160,"G1.1",null,"G86384","ELAST 0401 LUX - Pančuchy kompresívne lýtkové","II. K.tr.","TNE","LV","pár",{"v":0.1,"d":"10.00%"},13.93,12.14,1.79,{"v":0.1285,"d":"12.8500%"},{"v":0,"d":"0.00"},"S","ANG,CCH,CHI,INT,DER,ORT",611510]
[2161,"G1.1",null,"G86388","ELAST 0408 LUX - Pančuchy kompresívne lýtkové","II. K.tr. Bez špice","TNE","LV","pár",{"v":0.1,"d":"10.00%"},13.93,12.14,1.79,{"v":0.1285,"d":"12.8500%"},{"v":0,"d":"0.00"},"S","ANG,CCH,CHI,INT,DER,ORT",611510]
[2162,"G1.1",null,"G83622","AVICENUM 360 COTTON","s prímesou bavlny a mikrokapsulami Skintex","ARA","CZ","pár",{"v":0.1,"d":"10.00%"},14.16,12.14,2.02,{"v":0.142655,"d":"14.2655%"},{"v":0,"d":"0.00"},"S","ANG,CCH,CHI,INT,DER,ORT",61151010]
[2163,"G1.1",null,"G83623","AVICENUM 360 COTTON","Sanitized Silver","ARA","CZ","pár",{"v":0.1,"d":"10.00%"},14.16,12.14,2.02,{"v":0.142655,"d":"14.2655%"},{"v":0,"d":"0.00"},"S","ANG,CCH,CHI,INT,DER,ORT",61151010]
[2164,"G1.1",null,"G83882","Zdravotné sťahujúce podkolienky 2 trieda  kompresie PT 0405","KT.2","PTM","PL","pár",{"v":0.1,"d":"10.00%"},14.85,12.14,2.71,{"v":0.182492,"d":"18.2492%"},{"v":0,"d":"0.00"},"S","ANG,CCH,CHI,INT,DER,ORT",6115109009]
[2165,"G1.1",null,"G59875","MAXIS-MICRO","II. K.tr.","MAX","SK","pár",{"v":0.1,"d":"10.00%"},17.17,12.14,5.03,{"v":0.292953,"d":"29.2953%"},{"v":0,"d":"0.00"},"S","ANG,CCH,CHI,INT,DER,ORT",611510]
[2166,"G1.1",null,"G92212","Venoflex FAST Coton AD","elastické lýtkové pančuchy, II.kompresívna trieda","TLP","FR","pár",{"v":0.1,"d":"10.00%"},19.93,12.14,7.79,{"v":0.390868,"d":"39.0868%"},{"v":0,"d":"0.00"},"S","ANG,CCH,CHI,INT,DER,ORT",61151010]
[2167,"G1.1",null,"G79884","MEDIVEN PLUS","II. K.tr.","MDB","DE","pár",{"v":0.1,"d":"10.00%"},20.54,12.14,{"v":8.4,"d":"8.40"},{"v":0.408958,"d":"40.8958%"},{"v":0,"d":"0.00"},"S","ANG,CCH,CHI,INT,DER,ORT",611510]
[2168,"G1.1",null,"G72319","VENO ELEGANCE AD","II. K.tr.","TLP","FR","pár",{"v":0.1,"d":"10.00%"},20.99,12.14,8.85,{"v":0.42162900000000003,"d":"42.1629%"},{"v":0,"d":"0.00"},"S","ANG,CCH,CHI,INT,DER,ORT",611510]
[2169,"G1.1",null,"G88145","VENOFLEX CITY CONFORT COTON AD","elastické lýtkové pančuchy, II. kompresívna trieda","TLP","FR","pár",{"v":0.1,"d":"10.00%"},21.19,12.14,9.05,{"v":0.42708799999999997,"d":"42.7088%"},{"v":0,"d":"0.00"},"S","ANG,CCH,CHI,INT,DER,ORT",6115101000]
[2170,"G1.1",null,"G86251","VENOSAN FASHION AD","II. KT","SAZ","CH","pár",{"v":0.1,"d":"10.00%"},21.53,12.14,9.39,{"v":0.43613599999999997,"d":"43.6136%"},{"v":0,"d":"0.00"},"S","ANG,CCH,CHI,INT,DER,ORT",611510]
[2171,"G1.1",null,"G79891","MEDIVEN ACTIVE","II. K.tr.","MDB","DE","pár",{"v":0.1,"d":"10.00%"},21.56,12.14,9.42,{"v":0.43692,"d":"43.6920%"},{"v":0,"d":"0.00"},"S","ANG,CCH,CHI,INT,DER,ORT",611510]
[2172,"G1.1",null,"G1198A","Pančuchy lýtkové Venoflex® Soft & Care AD","elastické s viskózou, kompresívna trieda II., rôzne veľkosti","TLP","FR","pár",{"v":0.1,"d":"10.00%"},22.11,12.14,9.97,{"v":0.450927,"d":"45.0927%"},{"v":0,"d":"0.00"},"S","ANG,CCH,CHI,INT,DER,ORT",61151010]
[2173,"G1.1",null,"G79887","MEDIVEN ELEGANCE","II. K.tr.","MDB","DE","pár",{"v":0.1,"d":"10.00%"},24.95,12.14,12.81,{"v":0.513427,"d":"51.3427%"},{"v":0,"d":"0.00"},"S","ANG,CCH,CHI,INT,DER,ORT",611510]
[2174,"G1.1",null,"G35089","Sigvaris Plus","II. K.tr.","GAN","CH","pár",{"v":0.1,"d":"10.00%"},26.48,12.14,14.34,{"v":0.541541,"d":"54.1541%"},{"v":0,"d":"0.00"},"S","ANG,CCH,CHI,INT,DER,ORT",611510]
[2175,"G1.1",null,"G80893","Venosan 5002","II. K.tr.","SAZ","CH","pár",{"v":0.1,"d":"10.00%"},35.85,12.14,23.71,{"v":0.661367,"d":"66.1367%"},{"v":0,"d":"0.00"},"S","ANG,CCH,CHI,INT,DER,ORT",611510]
[2176,{"$nulls":3},"G1.2 KOMPRESNÁ TRIEDA III. stupeň"]
[2177,{"$nulls":3},"G1.2.1 KOMPRESNÁ TRIEDA III. stupeň",{"$nulls":11},13.35,"pár"]
[2178,"G1.2.1",null,"G70875","Pančuchy kompresívné lýtkové DEONA","Klasik, s/bez špice, kompres tr. 3","DEO","CZ","pár",{"v":0.1,"d":"10.00%"},{"v":13.2,"d":"13.20"},{"v":13.2,"d":"13.20"},{"v":0,"d":"0.00"},{"v":0,"d":"0.0000%"},{"v":0,"d":"0.00"},"I","ANG,CCH,CHI,INT",65151010]
[2179,"G1.2.1",null,"G86503","Actico  Silk  kompresívna pančucha","III. K.tr., dvojvrstvová","LR","DE","pár",{"v":0.1,"d":"10.00%"},13.35,13.35,{"v":0,"d":"0.00"},{"v":0,"d":"0.0000%"},{"v":0,"d":"0.00"},"I","ANG,CCH,CHI,INT",30059050]
[2180,"G1.2.1","Z","G30920","Lonaris Extra, k. tr. 3","III. K.tr.","LOA","CZ","pár",{"v":0.1,"d":"10.00%"},13.35,13.35,{"v":0,"d":"0.00"},{"v":0,"d":"0.0000%"},{"v":0,"d":"0.00"},"I","ANG,CCH,CHI,INT",611510]
[2181,"G1.2.1",null,"G93683","AVICENUM 520","III.K.tr.pančuchy kompresívne lýtkové s/bez špičky","ARA","CZ","pár",{"v":0.1,"d":"10.00%"},15.84,13.35,2.49,{"v":0.157197,"d":"15.7197%"},{"v":0,"d":"0.00"},"S","ANG,CCH,CHI,INT",61151010]
[2182,"G1.2.1",null,"G27182","MAXIS-MICRO","III. K.tr.","MAX","SK","pár",{"v":0.1,"d":"10.00%"},16.14,13.35,2.79,{"v":0.17286200000000002,"d":"17.2862%"},{"v":0,"d":"0.00"},"S","ANG,CCH,CHI,INT",611510]
[2183,"G1.2.1",null,"G35097","Sigvaris Plus","III. K.tr.","GAN","CH","pár",{"v":0.1,"d":"10.00%"},27.46,13.35,14.11,{"v":0.513838,"d":"51.3838%"},{"v":0,"d":"0.00"},"S","ANG,CCH,CHI,INT",611510]
[2184,{"$nulls":3},"G1.2.2 KOMPRESNÁ TRIEDA III.stupeň","set na liečbu vredu predkolenia",{"$nulls":10},31.55,"set"]
[2185,"G1.2.2","Z","G83678","Mediven ulcer kit",null,"MDB","DE","set",{"v":0.1,"d":"10.00%"},31.55,31.55,{"v":0,"d":"0.00"},{"v":0,"d":"0.0000%"},{"v":0,"d":"0.00"},"I","ANG, CCH, DER, ZP",611510]
[2186,{"$nulls":3},"G1.3 KOMPRESNÁ TRIEDA IV. stupeň",{"$nulls":11},33.13,"pár"]
[2187,"G1.3","Z","G35100","Sigvaris Plus","IV. K.tr.","GAN","CH","pár",{"v":0.1,"d":"10.00%"},33.13,33.13,{"v":0,"d":"0.00"},{"v":0,"d":"0.0000%"},{"v":0,"d":"0.00"},"I","ANG,CCH,CHI,INT",611510]
[2188,{"$nulls":3},"G2 KOMPRESÍVNE ELASTICKÉ PANČUCHY POLOSTEHENNÉ"]
[2189,{"$nulls":3},"G2.1 KOMPRESNÁ TRIEDA II. stupeň",{"$nulls":11},15.91,"pár"]
[2190,"G2.1",null,"G77662","LONARIS Micro","II. K.tr.","LOA","CZ","pár",{"v":0.1,"d":"10.00%"},14.18,14.18,{"v":0,"d":"0.00"},{"v":0,"d":"0.0000%"},{"v":0,"d":"0.00"},"I","ANG,CCH,CHI,INT,DER",611510]
[2191,"G2.1","Z","G29733","Lonaris Extra Fejne","II. K.tr.","LOA","CZ","pár",{"v":0.1,"d":"10.00%"},15.91,15.91,{"v":0,"d":"0.00"},{"v":0,"d":"0.0000%"},{"v":0,"d":"0.00"},"I","ANG,CCH,CHI,INT,DER",611510]
[2192,"G2.1",null,"G67999","LONARIS Cotton","II. K.tr.","LOA","CZ","pár",{"v":0.1,"d":"10.00%"},17.09,15.91,1.18,{"v":0.069046,"d":"6.9046%"},{"v":0,"d":"0.00"},"S","ANG,CCH,CHI,INT,DER",611510]
[2193,"G2.1",null,"G59876","MAXIS MICRO","II. K.tr.","MAX","CZ","pár",{"v":0.1,"d":"10.00%"},17.94,15.91,2.03,{"v":0.113155,"d":"11.3155%"},{"v":0,"d":"0.00"},"S","ANG,CCH,CHI,INT,DER",611510]
[2194,"G2.1",null,"G59877","MAXIS MICRO","II. K.tr., nekĺzavá úprava","MAX","CZ","pár",{"v":0.1,"d":"10.00%"},{"v":18.7,"d":"18.70"},15.91,2.79,{"v":0.149198,"d":"14.9198%"},{"v":0,"d":"0.00"},"S","ANG,CCH,CHI,INT,DER",611510]
[2195,{"$nulls":3},"G2.2 KOMPRESNÁ TRIEDA III. stupeň",{"$nulls":11},17.44,"pár"]
[2196,"G2.2","Z","G27223","MAXIS-MICRO","III. K.tr.","MAX","SK","pár",{"v":0.1,"d":"10.00%"},20.37,17.44,2.93,{"v":0.143839,"d":"14.3839%"},2.93,"S","ANG,CCH,CHI,INT",611510]
[2197,{"$nulls":3},"G3 KOMPRESÍVNE ELASTICKÉ PANČUCHY STEHENNÉ"]
[2198,{"$nulls":3},"G3.1 Kompresná trieda II.stupeň"]
[2199,{"$nulls":3},"G3.1.1 KOMPRESNÁ TRIEDA II. stupeň",{"$nulls":11},16.91,"pár"]
[2200,"G3.1.1",null,"G77663","LONARIS Micro","II. K.tr., samodržiaci lem","LOA","CZ","pár",{"v":0.1,"d":"10.00%"},15.85,15.85,{"v":0,"d":"0.00"},{"v":0,"d":"0.0000%"},{"v":0,"d":"0.00"},"I","ANG,CCH,CHI,INT,DER",611510]
[2201,"G3.1.1",null,"G70870","Pančuchy kompresívné stehenné DEONA","Klasik, samodrž. lem, s/bez špice, kompres. tr. 2","DEO","CZ","pár",{"v":0.1,"d":"10.00%"},16.76,16.76,{"v":0,"d":"0.00"},{"v":0,"d":"0.0000%"},{"v":0,"d":"0.00"},"I","ANG,CCH,CHI,INT,DER",65151010]
[2202,"G3.1.1",null,"G70876","Pančuchy kompresívné stehenné DEONA","SUPER, samodrž. krajka, s/bez špice, kompres. tr. 2","DEO","CZ","pár",{"v":0.1,"d":"10.00%"},16.76,16.76,{"v":0,"d":"0.00"},{"v":0,"d":"0.0000%"},{"v":0,"d":"0.00"},"I","ANG,CCH,CHI,INT,DER",65151010]
[2203,"G3.1.1",null,"G98244","Pančuchy stehenné Venoflex Micro® AG","elastické s nekĺzavým ukončením, kompresívna trieda II.","TLP","FR","pár",{"v":0.1,"d":"10.00%"},{"v":16.9,"d":"16.90"},{"v":16.9,"d":"16.90"},{"v":0,"d":"0.00"},{"v":0,"d":"0.0000%"},{"v":0,"d":"0.00"},"I","ANG,CCH,CHI,INT,DER",61151010]
[2204,"G3.1.1",null,"G93117","Pančuchy zdravotné kompresívne stehenné","Kompresná trieda II. liečba varixov","MOL","IT","pár",{"v":0.1,"d":"10.00%"},16.91,16.91,{"v":0,"d":"0.00"},{"v":0,"d":"0.0000%"},{"v":0,"d":"0.00"},"I","ANG,CCH,CHI,INT,DER",61151010]
[2205,"G3.1.1",null,"G83681","PROMAX Standard, stehenné panč.nekĺz. úprava",null,"MAX","CZ","pár",{"v":0.1,"d":"10.00%"},16.91,16.91,{"v":0,"d":"0.00"},{"v":0,"d":"0.0000%"},{"v":0,"d":"0.00"},"I","ANG,CCH,CHI,INT,DER",611510]
[2206,"G3.1.1","Z","G37410","Segreta plus stocking","II. K.tr.","IBC","IT","pár",{"v":0.1,"d":"10.00%"},16.91,16.91,{"v":0,"d":"0.00"},{"v":0,"d":"0.0000%"},{"v":0,"d":"0.00"},"I","ANG,CCH,CHI,INT,DER",611510]
[2207,"G3.1.1",null,"G81901","Venosan 6002","II. K.tr.","SAZ","CH","pár",{"v":0.1,"d":"10.00%"},16.91,16.91,{"v":0,"d":"0.00"},{"v":0,"d":"0.0000%"},{"v":0,"d":"0.00"},"I","ANG,CCH,CHI,INT,DER",611510]
[2208,"G3.1.1",null,"G29734","Lonaris Extra Fejne","II. K.tr.","LOA","CZ","pár",{"v":0.1,"d":"10.00%"},17.11,16.91,{"v":0.2,"d":"0.20"},{"v":0.011689,"d":"1.1689%"},{"v":0,"d":"0.00"},"S","ANG,CCH,CHI,INT,DER",611510]
[2209,"G3.1.1",null,"G68000","LONARIS COTTON","II. K.tr.","LOA","CZ","pár",{"v":0.1,"d":"10.00%"},18.45,16.91,1.54,{"v":0.083469,"d":"8.3469%"},{"v":0,"d":"0.00"},"S","ANG,CCH,CHI,INT,DER",611510]
[2210,"G3.1.1",null,"G59878","MAXIS MICRO","II. K.tr.","MAX","CZ","pár",{"v":0.1,"d":"10.00%"},19.09,16.91,2.18,{"v":0.114196,"d":"11.4196%"},{"v":0,"d":"0.00"},"S","ANG,CCH,CHI,INT,DER",611510]
[2211,"G3.1.1",null,"G79787","AVICENUM 360","II. K.tr.","ARA","CZ","pár",{"v":0.1,"d":"10.00%"},19.21,16.91,{"v":2.3,"d":"2.30"},{"v":0.11972899999999999,"d":"11.9729%"},{"v":0,"d":"0.00"},"S","ANG,CCH,CHI,INT,DER",611510]
[2212,"G3.1.1",null,"G79788","AVICENUM 360","II. K.tr.","ARA","CZ","pár",{"v":0.1,"d":"10.00%"},19.21,16.91,{"v":2.3,"d":"2.30"},{"v":0.11972899999999999,"d":"11.9729%"},{"v":0,"d":"0.00"},"S","ANG,CCH,CHI,INT,DER",611510]
[2213,"G3.1.1",null,"G96301","Avicenum 360 FINE stehenné pančuchy","KRAJKA/LEM, s/bez špice","ARA","CZ","pár",{"v":0.1,"d":"10.00%"},19.21,16.91,{"v":2.3,"d":"2.30"},{"v":0.11972899999999999,"d":"11.9729%"},{"v":0,"d":"0.00"},"S","ANG,CCH,CHI,INT,DER",61151010]
[2214,"G3.1.1",null,"G58737","Pančuchy Lonaris Exclusive","stehenné,farebné,nekĺzavá úprava,kompresná trieda 2","LNN","ČR","pár",{"v":0.1,"d":"10.00%"},19.21,16.91,{"v":2.3,"d":"2.30"},{"v":0.11972899999999999,"d":"11.9729%"},{"v":0,"d":"0.00"},"S","ANG,CCH,CHI,INT,DER",61159310]
[2215,"G3.1.1",null,"G86385","ELAST 0402 LUX - Pančuchy kompresívne stehenné","II. K.tr. nekĺzavá úprava","TNE","LV","pár",{"v":0.1,"d":"10.00%"},19.73,16.91,2.82,{"v":0.14293,"d":"14.2930%"},{"v":0,"d":"0.00"},"S","ANG,CCH,CHI,INT,DER",611510]
[2216,"G3.1.1",null,"G86386","ELAST 0403 LUX - Pančuchy kompresívne stehenné","II. K.tr. bez špice,nekĺzavá úprava","TNE","LV","pár",{"v":0.1,"d":"10.00%"},19.73,16.91,2.82,{"v":0.14293,"d":"14.2930%"},{"v":0,"d":"0.00"},"S","ANG,CCH,CHI,INT,DER",611510]
[2217,"G3.1.1",null,"G88887","Zdravotné sťahujúce pančuchy 2 trieda  kompresie PT 0403","KT.2, liečba varixov","PTM","PL","pár",{"v":0.1,"d":"10.00%"},{"v":19.8,"d":"19.80"},16.91,2.89,{"v":0.14596,"d":"14.5960%"},{"v":0,"d":"0.00"},"S","ANG,CCH,CHI,INT,DER",6115109009]
[2218,"G3.1.1",null,"G36824","Lonaris","II. K.tr., s čipkou","LOA","CZ","pár",{"v":0.1,"d":"10.00%"},19.84,16.91,2.93,{"v":0.147681,"d":"14.7681%"},{"v":0,"d":"0.00"},"S","ANG,CCH,CHI,INT,DER",611510]
[2219,"G3.1.1",null,"G68001","LONARIS COTTON","II. K.tr.","LOA","CZ","pár",{"v":0.1,"d":"10.00%"},19.84,16.91,2.93,{"v":0.147681,"d":"14.7681%"},{"v":0,"d":"0.00"},"S","ANG,CCH,CHI,INT,DER",611510]
[2220,"G3.1.1",null,"G36823","Lonaris Extra","II. K.tr., nekĺzavá úprava","LOA","CZ","pár",{"v":0.1,"d":"10.00%"},19.84,16.91,2.93,{"v":0.147681,"d":"14.7681%"},{"v":0,"d":"0.00"},"S","ANG,CCH,CHI,INT,DER",611510]
[2221,"G3.1.1",null,"G74401","MAXIS BRILLANT","II. K. tr., s nekĺzavou úpravou","MAX","CZ","pár",{"v":0.1,"d":"10.00%"},19.84,16.91,2.93,{"v":0.147681,"d":"14.7681%"},{"v":0,"d":"0.00"},"S","ANG,CCH,CHI,INT,DER",611510]
[2222,"G3.1.1",null,"G52805","Pančuchy stehenné MAXIS-COMFORT COTTON","II. K.tr., nekĺzavá úprava","MAX","SK","pár",{"v":0.1,"d":"10.00%"},19.84,16.91,2.93,{"v":0.147681,"d":"14.7681%"},{"v":0,"d":"0.00"},"S","ANG,CCH,CHI,INT,DER",611510]
[2223,"G3.1.1",null,"G83624","AVICENUM 360 COTTON","stehenné pančuchy s prímesou bavlny a mikrokapsulami Skintex","ARA","CZ","pár",{"v":0.1,"d":"10.00%"},21.81,16.91,{"v":4.9,"d":"4.90"},{"v":0.22466799999999998,"d":"22.4668%"},{"v":0,"d":"0.00"},"S","ANG,CCH,CHI,INT,DER",61151010]
[2224,"G3.1.1",null,"G83625","AVICENUM 360 COTTON","stehenné pančuchy s prímesou bavlny a úpravou Sanitized Silver","ARA","CZ","pár",{"v":0.1,"d":"10.00%"},21.81,16.91,{"v":4.9,"d":"4.90"},{"v":0.22466799999999998,"d":"22.4668%"},{"v":0,"d":"0.00"},"S","ANG,CCH,CHI,INT,DER",61151010]
[2225,"G3.1.1",null,"G88146","VENOFLEX KOKOON AG","elastické stehenné pančuchy, II. kompresívna trieda","TLP","FR","pár",{"v":0.1,"d":"10.00%"},22.57,16.91,5.66,{"v":0.250775,"d":"25.0775%"},{"v":0,"d":"0.00"},"S","ANG,CCH,CHI,INT,DER",6115101000]
[2226,"G3.1.1",null,"G72322","VENO MICRO AG","II. K.tr.","TLP","FR","pár",{"v":0.1,"d":"10.00%"},24.82,16.91,7.91,{"v":0.318695,"d":"31.8695%"},{"v":0,"d":"0.00"},"S","ANG,CCH,CHI,INT,DER",611510]
[2227,"G3.1.1",null,"G72321","VENO ELEGANCE AG","II. K.tr.","TLP","FR","pár",{"v":0.1,"d":"10.00%"},28.25,16.91,11.34,{"v":0.401416,"d":"40.1416%"},{"v":0,"d":"0.00"},"S","ANG,CCH,CHI,INT,DER",611510]
[2228,"G3.1.1",null,"G59879","MAXIS-MICRO","II. K.tr., nekĺzavá úprava","MAX","SK","pár",{"v":0.1,"d":"10.00%"},28.63,16.91,11.72,{"v":0.40936100000000003,"d":"40.9361%"},{"v":0,"d":"0.00"},"S","ANG,CCH,CHI,INT,DER",611510]
[2229,"G3.1.1",null,"G86252","VENOSAN FASHION AGH","II. KT","SAZ","CH","pár",{"v":0.1,"d":"10.00%"},33.03,16.91,16.12,{"v":0.488041,"d":"48.8041%"},{"v":0,"d":"0.00"},"S","ANG,CCH,CHI,INT,DER",611510]
[2230,"G3.1.1",null,"G88147","VENOFLEX CITY CONFORT COTON AG","elastické stehenné pančuchy, II. kompresívna trieda","TLP","FR","pár",{"v":0.1,"d":"10.00%"},34.53,16.91,17.62,{"v":0.510281,"d":"51.0281%"},{"v":0,"d":"0.00"},"S","ANG,CCH,CHI,INT,DER",6115101000]
[2231,"G3.1.1",null,"G79888","MEDIVEN ELEGANCE","II. K.tr., s nekĺzavou úpravou","MDB","DE","pár",{"v":0.1,"d":"10.00%"},37.73,16.91,20.82,{"v":0.5518160000000001,"d":"55.1816%"},{"v":0,"d":"0.00"},"S","ANG,CCH,CHI,INT,DER",611510]
[2232,"G3.1.1",null,"G79885","MEDIVEN PLUS","II. K.tr., s nekĺzavou úpravou","MDB","DE","pár",{"v":0.1,"d":"10.00%"},37.73,16.91,20.82,{"v":0.5518160000000001,"d":"55.1816%"},{"v":0,"d":"0.00"},"S","ANG,CCH,CHI,INT,DER",611510]
[2233,"G3.1.1",null,"G81899","Venosan 5002","II. K.tr.","SAZ","CH","pár",{"v":0.1,"d":"10.00%"},51.99,16.91,35.08,{"v":0.674745,"d":"67.4745%"},{"v":0,"d":"0.00"},"S","ANG,CCH,CHI,INT,DER",611510]
[2234,"G3.1.1",null,"G35091","Sigvaris Plus","II. K.tr.","GAN","CH","pár",{"v":0.1,"d":"10.00%"},53.29,16.91,36.38,{"v":0.68268,"d":"68.2680%"},{"v":0,"d":"0.00"},"S","ANG,CCH,CHI,INT,DER",611510]
[2235,{"$nulls":3},"G3.1.2 KOMPRESNÁ TRIEDA II.stupeň","špeciálne",{"$nulls":10},18.99,"pár"]
[2236,"G3.1.2",null,"G99346","Pančuchy stehenné Avicenum Hospital 2","kompresívna trieda II, S-XXL","ARA","CZ","pár",{"v":0.1,"d":"10.00%"},11.62,11.62,{"v":0,"d":"0.00"},{"v":0,"d":"0.0000%"},{"v":0,"d":"0.00"},"I","ANG, CCH, CHI, INT, ORT, UCH",611510]
[2237,"G3.1.2",null,"G98464","Pančuchy kompresné stehenné špeciálne AR 1007","kompresná trieda 2, rôzne veľkosti a farby","CEZ","IT","pár",{"v":0.1,"d":"10.00%"},{"v":18,"d":"18.00"},{"v":18,"d":"18.00"},{"v":0,"d":"0.00"},{"v":0,"d":"0.0000%"},{"v":0,"d":"0.00"},"I","ANG, CCH, CHI, INT, ORT, UCH",61151010]
[2238,"G3.1.2",null,"G93115","Pančuchy stehenné","Kompresná trieda II. liečba varixov, špeciálna","MOL","IT","pár",{"v":0.1,"d":"10.00%"},18.99,18.99,{"v":0,"d":"0.00"},{"v":0,"d":"0.0000%"},{"v":0,"d":"0.00"},"I","ANG, CCH, CHI, INT, ORT, UCH",61151010]
[2239,"G3.1.2","Z","G94282","Pančuchy stehenné VENOFLEX® Clinic","elastické špeciálne, rôzne veľkosti, kompr.trieda II","TLP","FR","pár",{"v":0.1,"d":"10.00%"},18.99,18.99,{"v":0,"d":"0.00"},{"v":0,"d":"0.0000%"},{"v":0,"d":"0.00"},"I","ANG, CCH, CHI, INT, ORT, UCH",61151010]
[2240,"G3.1.2",null,"G83881","Pančucha stehenná  PT 0404","II. K.tr.špeciálna","PTM","PL","pár",{"v":0.1,"d":"10.00%"},19.54,18.99,0.55,{"v":0.028147000000000002,"d":"2.8147%"},{"v":0,"d":"0.00"},"S","ANG, CCH, CHI, INT, ORT, UCH",6115109009]
[2241,{"$nulls":3},"G3.2 KOMPRESNÁ TRIEDA III. stupeň",{"$nulls":11},19.1,"pár"]
[2242,"G3.2","Z","G30922","Lonaris Extra","III. K.tr.","LOA","CZ","pár",{"v":0.1,"d":"10.00%"},{"v":19.1,"d":"19.10"},{"v":19.1,"d":"19.10"},{"v":0,"d":"0.00"},{"v":0,"d":"0.0000%"},{"v":0,"d":"0.00"},"I","ANG,CCH,CHI,INT",611510]
[2243,"G3.2",null,"G93684","AVICENUM 520","III.K.tr.pančuchy kompresívne stehenné s/bez špičky","ARA","CZ","pár",{"v":0.1,"d":"10.00%"},22.32,{"v":19.1,"d":"19.10"},3.22,{"v":0.144265,"d":"14.4265%"},{"v":0,"d":"0.00"},"S","ANG,CCH,CHI,INT",61151010]
[2244,"G3.2",null,"G27224","MAXIS-MICRO","III. K.tr.","MAX","SK","pár",{"v":0.1,"d":"10.00%"},22.32,{"v":19.1,"d":"19.10"},3.22,{"v":0.144265,"d":"14.4265%"},{"v":0,"d":"0.00"},"S","ANG,CCH,CHI,INT",611510]
[2245,"G3.2",null,"G35099","Sigvaris Plus","III. K.tr.","GAN","CH","pár",{"v":0.1,"d":"10.00%"},53.78,{"v":19.1,"d":"19.10"},34.68,{"v":0.644849,"d":"64.4849%"},{"v":0,"d":"0.00"},"S","ANG,CCH,CHI,INT",611510]
[2246,{"$nulls":3},"G3.3 KOMPRESNÁ TRIEDA IV. stupeň",{"$nulls":11},52.07,"pár"]
[2247,"G3.3","Z","G35102","Sigvaris Plus","IV. K.tr.","GAN","CH","pár",{"v":0.1,"d":"10.00%"},52.07,52.07,{"v":0,"d":"0.00"},{"v":0,"d":"0.0000%"},{"v":0,"d":"0.00"},"I","ANG,CCH,CHI,INT",611510]
[2248,{"$nulls":3},"G4 KOMPRESÍVNE ELASTICKÉ PANČUCHY STEHENNÉ S UCHYTENÍM V PÁSE"]
[2249,{"$nulls":3},"G4.1 KOMPRESNÁ TRIEDA II. stupeň",{"$nulls":11},10.51,"ks"]
[2250,"G4.1",null,"G77664","LONARIS Micro, stehenná pančucha","II. K.tr.","LOA","CZ","ks",{"v":0.1,"d":"10.00%"},9.42,9.42,{"v":0,"d":"0.00"},{"v":0,"d":"0.0000%"},{"v":0,"d":"0.00"},"I","ANG,CCH,CHI,INT,DER",611510]
[2251,"G4.1","Z","G29735","Lonaris Extra","II. K.tr.","LOA","CZ","ks",{"v":0.1,"d":"10.00%"},10.51,10.51,{"v":0,"d":"0.00"},{"v":0,"d":"0.0000%"},{"v":0,"d":"0.00"},"I","ANG,CCH,CHI,INT,DER",611510]
[2252,"G4.1",null,"G93682","AVICENUM 360","II.K.tr.pančucha kompresívna stehenná s/bez špičky, s upínaním v páse","ARA","CZ","ks",{"v":0.1,"d":"10.00%"},12.12,10.51,1.61,{"v":0.13283799999999998,"d":"13.2838%"},{"v":0,"d":"0.00"},"S","ANG,CCH,CHI,INT,DER",61151010]
[2253,"G4.1",null,"G59880","MAXIS MICRO","II. K.tr.","MAX","CZ","ks",{"v":0.1,"d":"10.00%"},12.43,10.51,1.92,{"v":0.154465,"d":"15.4465%"},{"v":0,"d":"0.00"},"S","ANG,CCH,CHI,INT,DER",611510]
[2254,"G4.1",null,"G72323","VENO ELEGANCE AG/HT","II. K.tr.","TLP","FR","ks",{"v":0.1,"d":"10.00%"},22.99,10.51,12.48,{"v":0.542845,"d":"54.2845%"},{"v":0,"d":"0.00"},"S","ANG,CCH,CHI,INT,DER",611510]
[2255,"G4.1",null,"G35105","SIGVARIS - stehenná pančucha","II. K.tr.","TLP","FR","ks",{"v":0.1,"d":"10.00%"},27.21,10.51,{"v":16.7,"d":"16.70"},{"v":0.613745,"d":"61.3745%"},{"v":0,"d":"0.00"},"S","ANG,CCH,CHI,INT,DER",611510]
[2256,{"$nulls":3},"G4.2 KOMPRESNÁ TRIEDA III. stupeň",{"$nulls":11},11.52,"ks"]
[2257,"G4.2","Z","G27225","MAXIS-MICRO","III. K.tr.","MAX","SK","ks",{"v":0.1,"d":"10.00%"},13.38,11.52,1.86,{"v":0.139013,"d":"13.9013%"},1.86,"S","ANG,CCH,CHI,INT",611510]
[2258,{"$nulls":3},"G4.3 KOMPRESNÁ TRIEDA IV. stupeň"]
[2259,{"$nulls":3},"G5 KOMPRESÍVNE ELASTICKÉ PANČUCHOVÉ NOHAVICE"]
[2260,{"$nulls":3},"G5.1 KOMPRESNÁ TRIEDA II. stupeň, dámske",{"$nulls":11},32.27,"ks"]
[2261,"G5.1",null,"G98465","Nohavice pančuchové kompresné dámske AR 0008","kompresná trieda 2, 140 den, rôzne veľkosti a farby","CZN","IT","ks",{"v":0.1,"d":"10.00%"},{"v":31.5,"d":"31.50"},{"v":31.5,"d":"31.50"},{"v":0,"d":"0.00"},{"v":0,"d":"0.0000%"},{"v":0,"d":"0.00"},"I","ANG,CCH,CHI,INT,DER",61151010]
[2262,"G5.1",null,"G98466","Nohavice pančuchové kompresívne špeciálne AR1009","kompresná trieda 2,140 den, rôzne veľkosti a farby","CEZ","IT","ks",{"v":0.1,"d":"10.00%"},{"v":32,"d":"32.00"},{"v":32,"d":"32.00"},{"v":0,"d":"0.00"},{"v":0,"d":"0.0000%"},{"v":0,"d":"0.00"},"I","ANG,CCH,CHI,INT,DER",61151010]
[2263,"G5.1",null,"G98467","Nohavice pančuchové kompresné dámske AR 0010","kompresná trieda 2, so zatvorenou špicou, rôzne veľkosti a farby","CEZ","IT","ks",{"v":0.1,"d":"10.00%"},32.26,32.26,{"v":0,"d":"0.00"},{"v":0,"d":"0.0000%"},{"v":0,"d":"0.00"},"I","ANG,CCH,CHI,INT,DER",61151010]
[2264,"G5.1",null,"G98245","Pančuchové nohavice Venoflex Micro® AT","elastické, kompresívna trieda II., rôzne veľkosti","TLP","FR","ks",{"v":0.1,"d":"10.00%"},32.26,32.26,{"v":0,"d":"0.00"},{"v":0,"d":"0.0000%"},{"v":0,"d":"0.00"},"I","ANG,CCH,CHI,INT,DER",61151010]
[2265,"G5.1",null,"G77665","LONARIS Micro","II. K.tr.","LOA","CZ","ks",{"v":0.1,"d":"10.00%"},32.27,32.27,{"v":0,"d":"0.00"},{"v":0,"d":"0.0000%"},{"v":0,"d":"0.00"},"I","ANG,CCH,CHI,INT,DER",611510]
[2266,"G5.1",null,"G93114","Nohavice pančuchové zdravotné","Kompresná trieda II. liečba varixov S, M, L, XL, XXL","MOL","IT","ks",{"v":0.1,"d":"10.00%"},32.27,32.27,{"v":0,"d":"0.00"},{"v":0,"d":"0.0000%"},{"v":0,"d":"0.00"},"I","ANG,CCH,CHI,INT,DER",61151010]
[2267,"G5.1","Z","G92211","Venoflex Kokoon AT","elastické pančuchové nohavice, II.kompresívna trieda","TLP","FR","ks",{"v":0.1,"d":"10.00%"},32.27,32.27,{"v":0,"d":"0.00"},{"v":0,"d":"0.0000%"},{"v":0,"d":"0.00"},"I","ANG,CCH,CHI,INT,DER",61151010]
[2268,"G5.1",null,"G81902","Venosan 6002","II. K.tr.","SAZ","CH","ks",{"v":0.1,"d":"10.00%"},32.27,32.27,{"v":0,"d":"0.00"},{"v":0,"d":"0.0000%"},{"v":0,"d":"0.00"},"I","ANG,CCH,CHI,INT,DER",611510]
[2269,"G5.1",null,"G86506","Avicenum 360","Nohavice pančuchové dámske II.KT","ARS","CZ","ks",{"v":0.1,"d":"10.00%"},33.12,32.27,0.85,{"v":0.025664,"d":"2.5664%"},{"v":0,"d":"0.00"},"S","ANG,CCH,CHI,INT,DER",61151010]
[2270,"G5.1",null,"G83880","Zdravotné sťahujúce pančuchové nohavice 2 trieda kompresie PT 0401","KT.2, liečba varixov","PTM","PL","ks",{"v":0.1,"d":"10.00%"},33.26,32.27,0.99,{"v":0.029765,"d":"2.9765%"},{"v":0,"d":"0.00"},"S","ANG,CCH,CHI,INT,DER",6115109009]
[2271,"G5.1",null,"G59881","MAXIS-MICRO","II. K.tr.","MAX","SK","ks",{"v":0.1,"d":"10.00%"},35.22,32.27,2.95,{"v":0.083759,"d":"8.3759%"},{"v":0,"d":"0.00"},"S","ANG,CCH,CHI,INT,DER",611510]
[2272,"G5.1",null,"G86387","ELAST 0404 LUX - Nohavice pančuchové kompresívne","II. K.tr.","TNE","LV","ks",{"v":0.1,"d":"10.00%"},36.14,32.27,3.87,{"v":0.107084,"d":"10.7084%"},{"v":0,"d":"0.00"},"S","ANG,CCH,CHI,INT,DER",611510]
[2273,"G5.1",null,"G36817","Lonaris Extra","II. K.tr.","LOA","CZ","ks",{"v":0.1,"d":"10.00%"},36.14,32.27,3.87,{"v":0.107084,"d":"10.7084%"},{"v":0,"d":"0.00"},"S","ANG,CCH,CHI,INT,DER",611510]
[2274,"G5.1",null,"G74402","MAXIS BRILLANT","II. K. tr.","MAX","CZ","ks",{"v":0.1,"d":"10.00%"},36.14,32.27,3.87,{"v":0.107084,"d":"10.7084%"},{"v":0,"d":"0.00"},"S","ANG,CCH,CHI,INT,DER",611510]
[2275,"G5.1",null,"G37409","Segreta plus panthyhose","II. K.tr.","IBC","IT","ks",{"v":0.1,"d":"10.00%"},36.14,32.27,3.87,{"v":0.107084,"d":"10.7084%"},{"v":0,"d":"0.00"},"S","ANG,CCH,CHI,INT,DER",61151010]
[2276,"G5.1",null,"G72327","VENO MICRO AT","II. K.tr.","TLP","FR","ks",{"v":0.1,"d":"10.00%"},36.14,32.27,3.87,{"v":0.107084,"d":"10.7084%"},{"v":0,"d":"0.00"},"S","ANG,CCH,CHI,INT,DER",611510]
[2277,"G5.1",null,"G86253","VENOSAN FASHION AT","II. KT","SAZ","CH","ks",{"v":0.1,"d":"10.00%"},36.14,32.27,3.87,{"v":0.107084,"d":"10.7084%"},{"v":0,"d":"0.00"},"S","ANG,CCH,CHI,INT,DER",611510]
[2278,"G5.1",null,"G79886","MEDIVEN PLUS","II. K.tr., dámske","MDB","DE","ks",{"v":0.1,"d":"10.00%"},40.46,32.27,8.19,{"v":0.202422,"d":"20.2422%"},{"v":0,"d":"0.00"},"S","ANG,CCH,CHI,INT,DER",611510]
[2279,"G5.1",null,"G79889","MEDIVEN ELEGANCE","II. K.tr., dámske","MDB","DE","ks",{"v":0.1,"d":"10.00%"},41.41,32.27,9.14,{"v":0.22072,"d":"22.0720%"},{"v":0,"d":"0.00"},"S","ANG,CCH,CHI,INT,DER",611510]
[2280,"G5.1",null,"G72325","VENO ELEGANCE AT",null,"TLP","FR","ks",{"v":0.1,"d":"10.00%"},{"v":43.9,"d":"43.90"},32.27,11.63,{"v":0.26492,"d":"26.4920%"},{"v":0,"d":"0.00"},"S","ANG,CCH,CHI,INT,DER",611510]
[2281,"G5.1",null,"G35092","Sigvaris Plus","II. K.tr.","GAN","CH","ks",{"v":0.1,"d":"10.00%"},56.51,32.27,24.24,{"v":0.42895099999999997,"d":"42.8951%"},{"v":0,"d":"0.00"},"S","ANG,CCH,CHI,INT,DER",611510]
[2282,{"$nulls":3},"G5.2 KOMPRESNÁ TRIEDA II. stupeň, tehotenské",{"$nulls":11},47.82,"ks"]
[2283,"G5.2","Z","G77667","LONARIS Micro","II. K. tr.","LOA","CZ","ks",{"v":0.1,"d":"10.00%"},47.82,47.82,{"v":0,"d":"0.00"},{"v":0,"d":"0.0000%"},{"v":0,"d":"0.00"},"I","ANG,CCH,INT,GYN",611510]
[2284,"G5.2",null,"G36819","Lonaris  Extra","II. K.tr.","LOA","CZ","ks",{"v":0.1,"d":"10.00%"},53.43,47.82,5.61,{"v":0.10499700000000001,"d":"10.4997%"},{"v":0,"d":"0.00"},"S","ANG,CCH,INT,GYN",611510]
[2285,"G5.2",null,"G74403","MAXIS BRILLANT","II. K. tr.","MAX","CZ","ks",{"v":0.1,"d":"10.00%"},53.43,47.82,5.61,{"v":0.10499700000000001,"d":"10.4997%"},{"v":0,"d":"0.00"},"S","ANG,CCH,INT,GYN",611510]
[2286,"G5.2",null,"G59882","Maxis-Micro","II. K.tr.","MAX","CZ","ks",{"v":0.1,"d":"10.00%"},53.43,47.82,5.61,{"v":0.10499700000000001,"d":"10.4997%"},{"v":0,"d":"0.00"},"S","ANG,CCH,INT,GYN",611510]
[2287,"G5.2",null,"G72328","VENO ELEGANCE AT/U","II. K.tr.","TLP","FR","ks",{"v":0.1,"d":"10.00%"},53.43,47.82,5.61,{"v":0.10499700000000001,"d":"10.4997%"},{"v":0,"d":"0.00"},"S","ANG,CCH,INT,GYN",611510]
[2288,"G5.2",null,"G79890","MEDIVEN ELEGANCE","II. K. tr.","MDB","DE","ks",{"v":0.1,"d":"10.00%"},53.46,47.82,5.64,{"v":0.105499,"d":"10.5499%"},{"v":0,"d":"0.00"},"S","ANG,CCH,INT,GYN",611510]
[2289,"G5.2",null,"G35093","Sigvaris Plus","II. K.tr.","GAN","CH","ks",{"v":0.1,"d":"10.00%"},64.92,47.82,{"v":17.1,"d":"17.10"},{"v":0.263401,"d":"26.3401%"},{"v":0,"d":"0.00"},"S","ANG,CCH,INT,GYN",611510]
[2290,{"$nulls":3},"G5.3 KOMPRESNÁ TRIEDA II. stupeň, pánske",{"$nulls":11},50.98,"ks"]
[2291,"G5.3","Z","G77666","LONARIS Micro","II. K.tr.","LOA","CZ","ks",{"v":0.1,"d":"10.00%"},50.98,50.98,{"v":0,"d":"0.00"},{"v":0,"d":"0.0000%"},{"v":0,"d":"0.00"},"I","ANG,CCH,CHI,INT,DER",611510]
[2292,"G5.3",null,"G36818","Lonaris Extra","II. K.tr.","LOA","CZ","ks",{"v":0.1,"d":"10.00%"},56.98,50.98,{"v":6,"d":"6.00"},{"v":0.10529999999999999,"d":"10.5300%"},{"v":0,"d":"0.00"},"S","ANG,CCH,CHI,INT,DER",611510]
[2293,"G5.3",null,"G59883","Maxis-Micro","II. K.tr.","MAX","CZ","ks",{"v":0.1,"d":"10.00%"},56.98,50.98,{"v":6,"d":"6.00"},{"v":0.10529999999999999,"d":"10.5300%"},{"v":0,"d":"0.00"},"S","ANG,CCH,CHI,INT,DER",611510]
[2294,"G5.3",null,"G72330","VENO ELEGANCE AT/H","II. K.tr.","TLP","FR","ks",{"v":0.1,"d":"10.00%"},56.98,50.98,{"v":6,"d":"6.00"},{"v":0.10529999999999999,"d":"10.5300%"},{"v":0,"d":"0.00"},"S","ANG,CCH,CHI,INT,DER",611510]
[2295,{"$nulls":3},"G6 KOMPRESÍVNY RAMENNÝ NÁVLEK A KOMPRESÍVNA RUKAVICA"]
[2296,{"$nulls":3},"G6.1 KOMPRESÍVNY RAMENNÝ NÁVLEK A KOMPRESÍVNA RUKAVICA, KOMPRESNÁ TRIEDA II. stupeň",{"$nulls":11},23.89,"ks"]
[2297,"G6.1",null,"G88361","Návlek ramenný Avicenum 360","CG/CH, KT II","ARS","CZ","ks",{"v":0.1,"d":"10.00%"},9.35,9.35,{"v":0,"d":"0.00"},{"v":0,"d":"0.0000%"},{"v":0,"d":"0.00"},"I","ANG,CCH,CHI,INT,RHB,ONK",61151010]
[2298,"G6.1",null,"G86403","TONUS 0403 - Návlek kompresívny ramenný","II. K.tr.","TNE","LV","ks",{"v":0.1,"d":"10.00%"},9.49,9.49,{"v":0,"d":"0.00"},{"v":0,"d":"0.0000%"},{"v":0,"d":"0.00"},"I","ANG,CCH,CHI,INT,RHB,ONK",611510]
[2299,"G6.1",null,"G88363","Návlek ramenný Avicenum 360","s rukavicou v jednom kuse, KT II,","ARS","CZ","ks",{"v":0.1,"d":"10.00%"},{"v":10.3,"d":"10.30"},{"v":10.3,"d":"10.30"},{"v":0,"d":"0.00"},{"v":0,"d":"0.0000%"},{"v":0,"d":"0.00"},"I","ANG,CCH,CHI,INT,RHB,ONK",61151010]
[2300,"G6.1",null,"G88362","Návlek ramenný s rukavicou Avicenum 360","AG/AH, KT II","ARS","CZ","ks",{"v":0.1,"d":"10.00%"},12.25,12.25,{"v":0,"d":"0.00"},{"v":0,"d":"0.0000%"},{"v":0,"d":"0.00"},"I","ANG,CCH,CHI,INT,RHB,ONK",61151010]
[2301,"G6.1",null,"G70880","Návlek pažný s rukavicou DEONA","Klasik Garde, upínanie krajka/lem/na hruď, kompres. tr. 2","DEO","CZ","ks",{"v":0.1,"d":"10.00%"},17.09,17.09,{"v":0,"d":"0.00"},{"v":0,"d":"0.0000%"},{"v":0,"d":"0.00"},"I","ANG,CCH,CHI,INT,RHB,ONK",65151010]
[2302,"G6.1","Z","G85106","Maxis SOFT","ramenný návlek, CG/CH","MAX","CZ","ks",{"v":0.1,"d":"10.00%"},23.89,23.89,{"v":0,"d":"0.00"},{"v":0,"d":"0.0000%"},{"v":0,"d":"0.00"},"I","ANG,CCH,CHI,INT,RHB,ONK",611510]
[2303,"G6.1",null,"G85104","Maxis SOFT","ramenný návlek s rukavicou, AG/AH","MAX","CZ","ks",{"v":0.1,"d":"10.00%"},25.19,23.89,{"v":1.3,"d":"1.30"},{"v":0.051608,"d":"5.1608%"},{"v":0,"d":"0.00"},"S","ANG,CCH,CHI,INT,RHB,ONK",611510]
[2304,"G6.1",null,"G72332","VENO ELEGANCE AG/AH",null,"TLP","FR","ks",{"v":0.1,"d":"10.00%"},25.23,23.89,1.34,{"v":0.053111,"d":"5.3111%"},{"v":0,"d":"0.00"},"S","ANG,CCH,CHI,INT,RHB,ONK",611510]
[2305,"G6.1",null,"G35094","Sigvaris","Ramenný návlek, II. K.tr.","GAN","CH","ks",{"v":0.1,"d":"10.00%"},32.66,23.89,8.77,{"v":0.268524,"d":"26.8524%"},{"v":0,"d":"0.00"},"S","ANG,CCH,CHI,INT,RHB,ONK",611510]
[2306,{"$nulls":3},"G6.2 KOMPRESÍVNA RUKAVICA, KOMPRESNÁ TRIEDA II. stupeň",{"$nulls":11},12.26,"ks"]
[2307,"G6.2",null,"G87633","MAXIS SOFT, rukavica kompresívna bez prstov,II.KT",null,"MAX","CZ","ks",{"v":0.1,"d":"10.00%"},12.26,12.26,{"v":0,"d":"0.00"},{"v":0,"d":"0.0000%"},{"v":0,"d":"0.00"},"I","ANG,CCH,CHI,INT,RHB,ONK",611510]
[2308,"G6.2","Z","G72333","Thuasne",null,"TLP","FR","ks",{"v":0.1,"d":"10.00%"},12.26,12.26,{"v":0,"d":"0.00"},{"v":0,"d":"0.0000%"},{"v":0,"d":"0.00"},"I","ANG,CCH,CHI,INT,RHB,ONK",611510]
[2309,{"$nulls":3},"G6.3 KOMPRESÍVNY RAMENNÝ NÁVLEK A KOMPRESÍVNA RUKAVICA, KOMPRESNÁ TRIEDA III. stupeň",{"$nulls":11},7.09,"ks"]
[2310,"G6.3","Z","G29738","Lonaris Extra","Ramenný návlek,  III. K.tr.","LOA","CZ","ks",{"v":0.1,"d":"10.00%"},7.09,7.09,{"v":0,"d":"0.00"},{"v":0,"d":"0.0000%"},{"v":0,"d":"0.00"},"I","ANG,CCH,CHI,INT,RHB,ONK",611510]
[2311,"G6.3",null,"G29741","Lonaris Extra","Ramenný návlek a rukavica, III. K.tr.","LOA","CZ","ks",{"v":0.1,"d":"10.00%"},9.52,7.09,2.43,{"v":0.25525200000000003,"d":"25.5252%"},{"v":0,"d":"0.00"},"S","ANG,CCH,CHI,INT,RHB,ONK",611510]
[2312,{"$nulls":3},"G8 INÉ POMÔCKY PRE KOMPRESÍVNU LIEČBU"]
[2313,{"$nulls":3},"G8.1 PRÍSTROJ NA KOMPRESÍVNU LIEČBU",{"$nulls":11},790.34,"ks"]
[2314,"G8.1",null,"G95393","Systém terapeutický kompresný pneumatický PCD 51","721A","MGF","IL","ks",{"v":0.2,"d":"20.00%"},{"v":862,"d":"862.00"},790.34,71.66,{"v":0.083132,"d":"8.3132%"},71.66,"S","ZP,ANG,RHB",90191090]
[2315,"G8.1","Z","G88139","prístroj na liečbu presoterapiou Pneuven MEDI 6.7","sekvenčná kompresívna drenáž","EKO","CZ","ks",{"v":0.2,"d":"20.00%"},862.19,790.34,71.85,{"v":0.08333399999999999,"d":"8.3334%"},71.66,"S","ZP,ANG,RHB",9019109000]
[2316,{"$nulls":3},"G8.2 Príslušenstvo k prístroju na kompresívnu terapiu"]
[2317,{"$nulls":3},"G8.2.1 PRÍSLUŠENSTVO K PRÍSTROJU NA KOMPRESÍVNU LIEČBU, horná končatina","Príslušenstvo",{"$nulls":10},99,"ks"]
[2318,"G8.2.1","Z","G41618","Návlek na ruku 7-komorový","Príslušenstvo k prístrojom  Pneuven Bevuk / MEDI","EKO","CZ","ks",{"v":0.2,"d":"20.00%"},89.94,89.94,{"v":0,"d":"0.00"},{"v":0,"d":"0.0000%"},{"v":0,"d":"0.00"},"I","ZP,ANG,RHB",611510]
[2319,"G8.2.1",null,"G98231","Návlek na ruku a rameno 8-komorový","príslušenstvo k terapeutickému kompresnému systému PCD 51","MGF","IL","ks",{"v":0.2,"d":"20.00%"},{"v":107.9,"d":"107.90"},{"v":99,"d":"99.00"},{"v":8.9,"d":"8.90"},{"v":0.082484,"d":"8.2484%"},{"v":0,"d":"0.00"},"S","ZP,ANG,RHB",90191090]
[2320,"G8.2.1",null,"G41617","Návlek na ruku s ramenom","Príslušenstvo k prístrojom Pneuven Bevuk/MEDI","EKO","CZ","ks",{"v":0.2,"d":"20.00%"},{"v":108,"d":"108.00"},{"v":99,"d":"99.00"},{"v":9,"d":"9.00"},{"v":0.08333299999999999,"d":"8.3333%"},{"v":0,"d":"0.00"},"S","ZP,ANG,RHB",90191090]
[2321,{"$nulls":3},"G8.2.2 PRÍSLUŠENSTVO K PRÍSTROJU NA KOMPRESÍVNU LIEČBU, dolná končatina","Príslušenstvo",{"$nulls":10},246.18,"ks"]
[2322,"G8.2.2","Z","G41623","Návlek na nohu 7-komorový","Príslušenstvo k prístrojom Pneuven Bevuk / MEDI","EKO","CZ","ks",{"v":0.2,"d":"20.00%"},134.28,134.28,{"v":0,"d":"0.00"},{"v":0,"d":"0.0000%"},{"v":0,"d":"0.00"},"I","ZP,ANG,RHB",611510]
[2323,"G8.2.2",null,"G88143","Návlek nohavice","Príslušenstvo k prístrojom Pneuven Bvuk/MEDI","EKO","CZ","ks",{"v":0.2,"d":"20.00%"},{"v":316.8,"d":"316.80"},246.18,70.62,{"v":0.22291699999999998,"d":"22.2917%"},{"v":0,"d":"0.00"},"S","ZP,ANG,RHB",90191090]
[2324,"G8.2.2",null,"G98230","Návlek nohavicový 16-komorový","príslušenstvo k terapeutickému kompresnému systému PCD 51","MGF","IL","ks",{"v":0.2,"d":"20.00%"},550.01,246.18,303.83,{"v":0.552408,"d":"55.2408%"},{"v":0,"d":"0.00"},"S","ZP,ANG,RHB",90191090]
[2325,"G8.2.2",null,"G95396","Návlek na nohu 8-komorový","príslušenstvo k terapeutickému kompresnému systému PCD 51","MGF","IL","ks",{"v":0.2,"d":"20.00%"},134.24,27.08,107.16,{"v":0.7982720000000001,"d":"79.8272%"},{"v":0,"d":"0.00"},"S","ZP,ANG,RHB",90191090]
[2326,{"$nulls":3},"G8.3 Zdravotnícke pomôcky na liečbu lymfedému"]
[2327,{"$nulls":3},"G8.3.1 Podložka pod kompresívny obväz",{"$nulls":11},0.5686,"1 cm2"]
[2328,"G8.3.1","Z","G79883","MOBIDERM","10 cm x 3 m","TLP","FR","ks",{"v":0.2,"d":"20.00%"},17.06,17.06,{"v":0,"d":"0.00"},{"v":0,"d":"0.0000%"},{"v":0,"d":"0.00"},"I","ANG,DER,RHB,ONK",3005909900]
[2329,"G8.3.1",null,"G79882","MOBIDERM","33 cm x 1m","TLP","FR","ks",{"v":0.2,"d":"20.00%"},{"v":17.5,"d":"17.50"},17.06,0.44,{"v":0.025143,"d":"2.5143%"},{"v":0,"d":"0.00"},"S","ANG,DER,RHB,ONK",3005909900]
[2330,{"$nulls":3},"G8.3.2 Návlek ramenný na liečbu lymfedému",{"$nulls":11},42.57,"ks"]
[2331,"G8.3.2","Z","G94283","Návlek ramenný Mobiderm® Standard","mobilizačný odev na liečbu lymfedému, rôzne veľkosti","TLP","FR","ks",{"v":0.1,"d":"10.00%"},42.57,42.57,{"v":0,"d":"0.00"},{"v":0,"d":"0.0000%"},{"v":0,"d":"0.00"},"I","ANG, ONK, RHB",90210100]
[2332,{"$nulls":3},"G8.3.3 Rukavica na liečbu lymfedému bez prstov",{"$nulls":11},26.37,"ks"]
[2333,"G8.3.3","Z","G94284","Rukavička bez prstov Mobiderm®","mobilizačný odev na liečbu lymfedému, obojstranná, rôzne veľkosti","TLP","FR","ks",{"v":0.1,"d":"10.00%"},26.37,26.37,{"v":0,"d":"0.00"},{"v":0,"d":"0.0000%"},{"v":0,"d":"0.00"},"I","ANG, ONK, RHB",90210100]
[2334,{"$nulls":3},"G8.3.4 Rukavica na liečbu lymfedému s prstami",{"$nulls":11},54.62,"ks"]
[2335,"G8.3.4","Z","G94285","Rukavička s prstami Mobiderm®","mobilizačný odev na liečbu lymfedému, ľavá / pravá, rôzne veľkosti","TLP","FR","ks",{"v":0.1,"d":"10.00%"},54.62,54.62,{"v":0,"d":"0.00"},{"v":0,"d":"0.0000%"},{"v":0,"d":"0.00"},"I","ANG, ONK, RHB",90210100]
[2336,{"$nulls":3},"G8.3.5 Návlek na hornú končatinu s nastaviteľnou kompresiou",{"$nulls":11},104.95,"ks"]
[2337,"G8.3.5","Z","G96299","Ramenný návlek s rukavičkou a palcom Mobiderm® Autofit","mobilizačný odev na liečbu lymfedému s individuálnym nastavením, rôzne veľkosti","TLP","FR","ks",{"v":0.1,"d":"10.00%"},104.95,104.95,{"v":0,"d":"0.00"},{"v":0,"d":"0.0000%"},{"v":0,"d":"0.00"},"I","ANG, ONK, RHB",90210100]
[2338,{"$nulls":3},"G8.3.6 Mobilizačný stehenný návlek s chodidlom na liečbu lymfedému",{"$nulls":11},164.58,"ks"]
[2339,"G8.3.6",null,"G92251","Bandáž kompresívna DEONA","Spec, T-B, T-C, lymf. Opuchy DKK, kompres. Tr. 2","DEO","CZ","ks",{"v":0.1,"d":"10.00%"},67.32,67.32,{"v":0,"d":"0.00"},{"v":0,"d":"0.0000%"},{"v":0,"d":"0.00"},"I","ANG, CCH, CHI, INT, ONK, RHB",65151010]
[2340,"G8.3.6","Z","G98237","Stehenný návlek Mobiderm® Autofit","mobilizačný stehenný návlek s chodidlom na liečbu lymfedému s individuálnym nastavením kompresie, rôzne veľkosti","TLP","FR","ks",{"v":0.1,"d":"10.00%"},164.58,164.58,{"v":0,"d":"0.00"},{"v":0,"d":"0.0000%"},{"v":0,"d":"0.00"},"I","ANG, CCH, CHI, INT, ONK, RHB",90210100]
[2341,{"$nulls":3},"H1 Sériovo vyrábané prsné epitézy-pooperačné",{"$nulls":11},13.54,"ks"]
[2342,"H1",null,"H83642","Epitéza prsniková pooperačna Silima Fiberfill","triangulárna","TLP","FR","ks",{"v":0.1,"d":"10.00%"},13.54,13.54,{"v":0,"d":"0.00"},{"v":0,"d":"0.0000%"},{"v":0,"d":"0.00"},"I","CHI,GYN,ONK",902101000]
[2343,"H1",null,"H83643","Epitéza prsníková pooperačná Silima Fiberfill","oválna","TLP","FR","ks",{"v":0.1,"d":"10.00%"},13.54,13.54,{"v":0,"d":"0.00"},{"v":0,"d":"0.0000%"},{"v":0,"d":"0.00"},"I","CHI,GYN,ONK",902101000]
[2344,"H1","Z","H53707","Prsníková epitéza ANITA textilná, prvotná, obojstranná",null,"ADH","DE","ks",{"v":0.1,"d":"10.00%"},13.54,13.54,{"v":0,"d":"0.00"},{"v":0,"d":"0.0000%"},{"v":0,"d":"0.00"},"I","CHI,GYN,ONK",9021]
[2345,"H1",null,"H20007","Epitéza prsná silikónová Amoena Priform","Bavlnená pooperačná vložka","AMO","DE","ks",{"v":0.1,"d":"10.00%"},16.47,13.54,2.93,{"v":0.177899,"d":"17.7899%"},{"v":0,"d":"0.00"},"S","CHI,GYN,ONK",9021]
[2346,{"$nulls":3},"H2 Sériovo vyrábané prsné epitézy-silikónové",{"$nulls":11},47.1,"ks"]
[2347,"H2",null,"H86967","Silima Mamillen","samolepiace mamily","TLP","FR","ks",{"v":0.1,"d":"10.00%"},12.96,12.96,{"v":0,"d":"0.00"},{"v":0,"d":"0.0000%"},{"v":0,"d":"0.00"},"I","CHI,GYN,ONK",902101000]
[2348,"H2",null,"H92641","Epitéza prsníková Tri-Featherweight","bavlnená, veľkosť 1-14","TRL","IR","ks",{"v":0.1,"d":"10.00%"},13.54,13.54,{"v":0,"d":"0.00"},{"v":0,"d":"0.0000%"},{"v":0,"d":"0.00"},"I","CHI,GYN,ONK",90189084]
[2349,"H2","Z","H52639","Epitézy prsné SYMPHONY veľ. 1-14",null,"TRL","IE","ks",{"v":0.1,"d":"10.00%"},{"v":47.1,"d":"47.10"},{"v":47.1,"d":"47.10"},{"v":0,"d":"0.00"},{"v":0,"d":"0.0000%"},{"v":0,"d":"0.00"},"I","CHI,GYN,ONK",9021]
[2350,"H2",null,"H20003","Prsníková epitéza silikónová Amoena Classic",null,"AMO","DE","ks",{"v":0.1,"d":"10.00%"},48.91,{"v":47.1,"d":"47.10"},1.81,{"v":0.037007,"d":"3.7007%"},{"v":0,"d":"0.00"},"S","CHI,GYN,ONK",9021]
[2351,"H2",null,"H20002","Prsníková epitéza silikónová Amoena Contour",null,"AMO","DE","ks",{"v":0.1,"d":"10.00%"},48.91,{"v":47.1,"d":"47.10"},1.81,{"v":0.037007,"d":"3.7007%"},{"v":0,"d":"0.00"},"S","CHI,GYN,ONK",9021]
[2352,"H2",null,"H20006","Prsníková epitéza silikónová Amoena Special/Balance",null,"AMO","DE","ks",{"v":0.1,"d":"10.00%"},48.91,{"v":47.1,"d":"47.10"},1.81,{"v":0.037007,"d":"3.7007%"},{"v":0,"d":"0.00"},"S","CHI,GYN,ONK",9021]
[2353,"H2",null,"H65358","Epitéza okrúhla",null,"TLP","FR","ks",{"v":0.1,"d":"10.00%"},48.95,{"v":47.1,"d":"47.10"},1.85,{"v":0.037794,"d":"3.7794%"},{"v":0,"d":"0.00"},"S","CHI,GYN,ONK",9021]
[2354,"H2",null,"H65354","Epitéza prsníková","symetrická, oválna","TLP","FR","ks",{"v":0.1,"d":"10.00%"},48.95,{"v":47.1,"d":"47.10"},1.85,{"v":0.037794,"d":"3.7794%"},{"v":0,"d":"0.00"},"S","CHI,GYN,ONK",9021]
[2355,"H2",null,"H65355","Epitéza prsníková","symetrická, oválna","TLP","FR","ks",{"v":0.1,"d":"10.00%"},48.95,{"v":47.1,"d":"47.10"},1.85,{"v":0.037794,"d":"3.7794%"},{"v":0,"d":"0.00"},"S","CHI,GYN,ONK",9021]
[2356,"H2",null,"H65356","Epitéza prsníková","3-angulárna","TLP","FR","ks",{"v":0.1,"d":"10.00%"},48.95,{"v":47.1,"d":"47.10"},1.85,{"v":0.037794,"d":"3.7794%"},{"v":0,"d":"0.00"},"S","CHI,GYN,ONK",9021]
[2357,"H2",null,"H65357","Epitéza prsníková","srdiečková","TLP","FR","ks",{"v":0.1,"d":"10.00%"},48.95,{"v":47.1,"d":"47.10"},1.85,{"v":0.037794,"d":"3.7794%"},{"v":0,"d":"0.00"},"S","CHI,GYN,ONK",9021]
[2358,"H2",null,"H93476","Epitéza prsníková Bodicool Partial Triangle","silikónová, športová, veľkosť 1-11","TRL","IR","ks",{"v":0.1,"d":"10.00%"},48.95,{"v":47.1,"d":"47.10"},1.85,{"v":0.037794,"d":"3.7794%"},{"v":0,"d":"0.00"},"S","CHI,GYN,ONK",90189084]
[2359,"H2",null,"H93475","Epitéza prsníková Teardrop Partial","silikónová, slzičková, veľkosť 1-11","TRL","IR","ks",{"v":0.1,"d":"10.00%"},48.95,{"v":47.1,"d":"47.10"},1.85,{"v":0.037794,"d":"3.7794%"},{"v":0,"d":"0.00"},"S","CHI,GYN,ONK",90189084]
[2360,"H2",null,"H52641","Epitéza prsníková Triangular Partial","silikónová, veľkosť 3-9","TRL","IR","ks",{"v":0.1,"d":"10.00%"},48.95,{"v":47.1,"d":"47.10"},1.85,{"v":0.037794,"d":"3.7794%"},{"v":0,"d":"0.00"},"S","CHI,GYN,ONK",90189084]
[2361,"H2",null,"H52640","Epitézy prsné  E- SUPREME veľ. 1-17",null,"TRL","IE","ks",{"v":0.1,"d":"10.00%"},48.95,{"v":47.1,"d":"47.10"},1.85,{"v":0.037794,"d":"3.7794%"},{"v":0,"d":"0.00"},"S","CHI,GYN,ONK",9021]
[2362,"H2",null,"H52643","Epitézy prsné A SUPREME veľ. 1-14 (P, L)",null,"TRL","IE","ks",{"v":0.1,"d":"10.00%"},48.95,{"v":47.1,"d":"47.10"},1.85,{"v":0.037794,"d":"3.7794%"},{"v":0,"d":"0.00"},"S","CHI,GYN,ONK",9021]
[2363,"H2",null,"H53709","Prsníková epitéza ANITA silikónová obojstranná, váhovo redukovaná",null,"ADH","DE","ks",{"v":0.1,"d":"10.00%"},48.95,{"v":47.1,"d":"47.10"},1.85,{"v":0.037794,"d":"3.7794%"},{"v":0,"d":"0.00"},"S","CHI,GYN,ONK",9021]
[2364,"H2",null,"H83644","Epiteza prsníková  do podprsenky Silima oval shell","siIikónová anatomická symetrická rôzne veĺkosti","TLP","FR","ks",{"v":0.1,"d":"10.00%"},54.07,{"v":47.1,"d":"47.10"},6.97,{"v":0.128907,"d":"12.8907%"},{"v":0,"d":"0.00"},"S","CHI,GYN,ONK",902101000]
[2365,"H2",null,"H83645","Epitéza prsniková do podprsenky Silimaswimform","siIikónová anatomická asymetrická odlahčená rôzne veĺkosti","TLP","FR","ks",{"v":0.1,"d":"10.00%"},54.07,{"v":47.1,"d":"47.10"},6.97,{"v":0.128907,"d":"12.8907%"},{"v":0,"d":"0.00"},"S","CHI,GYN,ONK",902101000]
[2366,"H2",null,"H53711","Epitéza prsníková ANITA TriTex",null,"ADH","DE","ks",{"v":0.1,"d":"10.00%"},55.57,{"v":47.1,"d":"47.10"},8.47,{"v":0.15242,"d":"15.2420%"},{"v":0,"d":"0.00"},"S","CHI,GYN,ONK",9021]
[2367,"H2",null,"H20004","Prsníková epitéza silikónová Amoena Classic Leight",null,"AMO","DE","ks",{"v":0.1,"d":"10.00%"},61.45,{"v":47.1,"d":"47.10"},14.35,{"v":0.233523,"d":"23.3523%"},{"v":0,"d":"0.00"},"S","CHI,GYN,ONK",9021]
[2368,"H2",null,"H86966","Silima Xtra","čiastočná epitéza samolepiaca","TLP","FR","ks",{"v":0.1,"d":"10.00%"},62.19,{"v":47.1,"d":"47.10"},15.09,{"v":0.24264399999999997,"d":"24.2644%"},{"v":0,"d":"0.00"},"S","CHI,GYN,ONK",902101000]
[2369,"H2",null,"H53713","Prsníková epitéza ANITA silikónová, obojstranná, komfortná",null,"ADH","DE","ks",{"v":0.1,"d":"10.00%"},64.47,{"v":47.1,"d":"47.10"},17.37,{"v":0.269428,"d":"26.9428%"},{"v":0,"d":"0.00"},"S","CHI,GYN,ONK",9021]
[2370,"H2",null,"H0232A","Epitéza prsníková ANITA","silikónová, odľahčená","ADH","DE","ks",{"v":0.1,"d":"10.00%"},69.96,{"v":47.1,"d":"47.10"},22.86,{"v":0.32675800000000005,"d":"32.6758%"},{"v":0,"d":"0.00"},"S","CHI,GYN,ONK",9021]
[2371,"H2",null,"H83647","Epitéza prsniková silikónová Silima Light","anantomická, asymetrická","TLP","FR","ks",{"v":0.1,"d":"10.00%"},70.09,{"v":47.1,"d":"47.10"},22.99,{"v":0.328007,"d":"32.8007%"},{"v":0,"d":"0.00"},"S","CHI,GYN,ONK",902101000]
[2372,"H2",null,"H83646","Epitéza prsniková silikónová Silima Light","anantomická, symetrická","TLP","FR","ks",{"v":0.1,"d":"10.00%"},73.95,{"v":47.1,"d":"47.10"},26.85,{"v":0.36308300000000004,"d":"36.3083%"},{"v":0,"d":"0.00"},"S","CHI,GYN,ONK",902101000]
[2373,"H2",null,"H83652","Epitéza prsniková silikónová Silima Shell Direct","anantomická, symetrická","TLP","FR","ks",{"v":0.1,"d":"10.00%"},85.97,{"v":47.1,"d":"47.10"},38.87,{"v":0.452134,"d":"45.2134%"},{"v":0,"d":"0.00"},"S","CHI,GYN,ONK",902101000]
[2374,"H2",null,"H86965","Silima Conform symetrická","anatomická epitéza","TLP","FR","ks",{"v":0.1,"d":"10.00%"},91.62,{"v":47.1,"d":"47.10"},44.52,{"v":0.48591999999999996,"d":"48.5920%"},{"v":0,"d":"0.00"},"S","CHI,GYN,ONK",902101000]
[2375,"H2",null,"H83649","Epitéza prsniková silikonová Silima Soft&Light","anantomická, asymetrická","TLP","FR","ks",{"v":0.1,"d":"10.00%"},{"v":94.1,"d":"94.10"},{"v":47.1,"d":"47.10"},{"v":47,"d":"47.00"},{"v":0.499469,"d":"49.9469%"},{"v":0,"d":"0.00"},"S","CHI,GYN,ONK",902101000]
[2376,"H2",null,"H83650","Epitéza prsniková silikónová Silima Ultra Light","anantomická, symetrická","TLP","FR","ks",{"v":0.1,"d":"10.00%"},94.38,{"v":47.1,"d":"47.10"},47.28,{"v":0.500954,"d":"50.0954%"},{"v":0,"d":"0.00"},"S","CHI,GYN,ONK",902101000]
[2377,"H2",null,"H83648","Epitéza prsniková silikonová Silima Soft&Light","anantomická, symetrická","TLP","FR","ks",{"v":0.1,"d":"10.00%"},98.42,{"v":47.1,"d":"47.10"},51.32,{"v":0.521439,"d":"52.1439%"},{"v":0,"d":"0.00"},"S","CHI,GYN,ONK",902101000]
[2378,"H2",null,"H83651","Epitéza prsniková silikónová Silima Direct","anantomická, symetrická","TLP","FR","ks",{"v":0.1,"d":"10.00%"},102.17,{"v":47.1,"d":"47.10"},55.07,{"v":0.5390039999999999,"d":"53.9004%"},{"v":0,"d":"0.00"},"S","CHI,GYN,ONK",902101000]
[2379,"H2",null,"H53716","Epitéza prsníková ANITA","samolepiaca","ADH","DE","ks",{"v":0.1,"d":"10.00%"},107.05,{"v":47.1,"d":"47.10"},59.95,{"v":0.560019,"d":"56.0019%"},{"v":0,"d":"0.00"},"S","CHI,GYN,ONK",9021]
[2380,"H2",null,"H93474","Epitéza prsníková Sublime","silikónová,  veľkosť 4-12","TRL","IR","ks",{"v":0.1,"d":"10.00%"},{"v":107.8,"d":"107.80"},{"v":47.1,"d":"47.10"},{"v":60.7,"d":"60.70"},{"v":0.56308,"d":"56.3080%"},{"v":0,"d":"0.00"},"S","CHI,GYN,ONK",90189084]
[2381,"H2",null,"H83653","Epitéza prsniková silikonová Silima Elite","anantomická, symetrická","TLP","FR","ks",{"v":0.1,"d":"10.00%"},{"v":112.6,"d":"112.60"},{"v":47.1,"d":"47.10"},{"v":65.5,"d":"65.50"},{"v":0.5817049999999999,"d":"58.1705%"},{"v":0,"d":"0.00"},"S","CHI,GYN,ONK",902101000]
[2382,"H2",null,"H92640","Epitéza prsníková Impressions II","silikónová, veľkosť 4-12","TRL","IR","ks",{"v":0.1,"d":"10.00%"},129.36,{"v":47.1,"d":"47.10"},82.26,{"v":0.6359,"d":"63.5900%"},{"v":0,"d":"0.00"},"S","CHI,GYN,ONK",90189084]
[2383,"H2",null,"H20005","Prsníková epitéza silikónová Amoena Nouvelle",null,"AMO","DE","ks",{"v":0.1,"d":"10.00%"},165.91,{"v":47.1,"d":"47.10"},118.81,{"v":0.7161109999999999,"d":"71.6111%"},{"v":0,"d":"0.00"},"S","CHI,GYN,ONK",9021]
[2384,"H2",null,"H20008","Prsníková epitéza silikónová Amoena Tria Plus",null,"AMO","DE","ks",{"v":0.1,"d":"10.00%"},179.55,{"v":47.1,"d":"47.10"},132.45,{"v":0.737678,"d":"73.7678%"},{"v":0,"d":"0.00"},"S","CHI,GYN,ONK",9021]
[2385,{"$nulls":3},"J1.2 Obuv ortopedická s diabetickou úpravou",{"$nulls":11},42.48,"pár"]
[2386,"J1.2",null,"J29041","Pánska usňová celoročná vychádzková obuv","Dr. DIA 727947-770972","CEB","SK","pár",{"v":0.1,"d":"10.00%"},36.05,36.05,{"v":0,"d":"0.00"},{"v":0,"d":"0.0000%"},{"v":0,"d":"0.00"},"I","DIA,END",9021]
[2387,"J1.2",null,"J29042","Usňová celoročná vychádzková obuv","Dr. DIA 727947-770168","CEB","SK","pár",{"v":0.1,"d":"10.00%"},36.05,36.05,{"v":0,"d":"0.00"},{"v":0,"d":"0.0000%"},{"v":0,"d":"0.00"},"I","DIA,END",9021]
[2388,"J1.2",null,"J58614","Obuv ortop. diabet. OLA","Dámska s podošvou ISS","EPU","SK","pár",{"v":0.2,"d":"20.00%"},42.48,42.48,{"v":0,"d":"0.00"},{"v":0,"d":"0.0000%"},{"v":0,"d":"0.00"},"I","DIA,END",6403]
[2389,"J1.2","Z","J28380","Obuv ortop. diabet. RUDO","Pánska s podošvou ISS","EPU","SK","pár",{"v":0.2,"d":"20.00%"},42.48,42.48,{"v":0,"d":"0.00"},{"v":0,"d":"0.0000%"},{"v":0,"d":"0.00"},"I","DIA,END",6403]
[2390,"J1.2",null,"J96271","Ortopedická obuv dw classic CU11 / CF12","pre diabetikov, rôzne veľkosti a tvary","DAW","DE","pár",{"v":0.1,"d":"10.00%"},42.48,42.48,{"v":0,"d":"0.00"},{"v":0,"d":"0.0000%"},{"v":0,"d":"0.00"},"I","DIA,END",90219090]
[2391,{"$nulls":3},"J2 Vložky ortopedické korekčné, absorbčné",{"$nulls":11},4.78,"pár"]
[2392,"J2",null,"J52718","Vložka ortop. na pozdĺž. a prieč. ploché nohy","podporu a korekciu klenby, detská","PRO","SK","pár",{"v":0.2,"d":"20.00%"},4.59,4.59,{"v":0,"d":"0.00"},{"v":0,"d":"0.0000%"},{"v":0,"d":"0.00"},"I","OPR,ORT,RHB,TRA",64069950]
[2393,"J2","Z","J97525","Vložky ortopedické AT53502","pre pozdĺžne a priečne plochú nohu","ANK","PL","pár",{"v":0.2,"d":"20.00%"},4.75,4.75,{"v":0,"d":"0.00"},{"v":0,"d":"0.0000%"},{"v":0,"d":"0.00"},"I","OPR,ORT,RHB,TRA",64069950]
[2394,"J2",null,"J89817","Vložky silikónové ortopedické","trojštvrtinové","MNG","TW","pár",{"v":0.2,"d":"20.00%"},4.75,4.75,{"v":0,"d":"0.00"},{"v":0,"d":"0.0000%"},{"v":0,"d":"0.00"},"I","OPR,ORT,RHB,TRA",90211010]
[2395,"J2",null,"J52719","Vložka ortop. na pozdĺž. a prieč. ploché nohy","podporu a korekciu klenby, dámska","PRO","SK","pár",{"v":0.2,"d":"20.00%"},4.84,4.78,0.06,{"v":0.012397,"d":"1.2397%"},{"v":0,"d":"0.00"},"S","OPR,ORT,RHB,TRA",64069950]
[2396,"J2",null,"J28879","Ortopedické vložky pre pozdĺžne plochú nohu","detská","PRO","SK","pár",{"v":0.2,"d":"20.00%"},4.97,4.78,0.19,{"v":0.038229,"d":"3.8229%"},{"v":0,"d":"0.00"},"S","OPR,ORT,RHB,TRA",64069950]
[2397,"J2",null,"J29263","Ortopedické vložky pre priečne ploché nohy","dámska","PRO","SK","pár",{"v":0.2,"d":"20.00%"},5.11,4.78,0.33,{"v":0.064579,"d":"6.4579%"},{"v":0,"d":"0.00"},"S","OPR,ORT,RHB,TRA",64069950]
[2398,"J2",null,"J52720","Vložka ortop. na pozdĺž. a prieč. ploché nohy","podporu a korekciu klenby, pánska","PRO","SK","pár",{"v":0.2,"d":"20.00%"},5.27,4.78,0.49,{"v":0.092979,"d":"9.2979%"},{"v":0,"d":"0.00"},"S","OPR,ORT,RHB,TRA",64069950]
[2399,"J2",null,"J29265","Ortopedické vložky pre pozdĺžne plochú nohu","dámska","PRO","SK","pár",{"v":0.2,"d":"20.00%"},{"v":5.3,"d":"5.30"},4.78,0.52,{"v":0.09811299999999999,"d":"9.8113%"},{"v":0,"d":"0.00"},"S","OPR,ORT,RHB,TRA",64069950]
[2400,"J2",null,"J29264","Ortopedické vložky pre priečne ploché nohy","pánska","PRO","SK","pár",{"v":0.2,"d":"20.00%"},5.53,4.78,0.75,{"v":0.135624,"d":"13.5624%"},{"v":0,"d":"0.00"},"S","OPR,ORT,RHB,TRA",64069950]
[2401,"J2",null,"J29266","Ortopedické vložky pre pozdĺžne plochú nohu","pánska","PRO","SK","pár",{"v":0.2,"d":"20.00%"},5.79,4.78,1.01,{"v":0.17443899999999998,"d":"17.4439%"},{"v":0,"d":"0.00"},"S","OPR,ORT,RHB,TRA",64069950]
[2402,"J2",null,"J57010","Vložka -korekčná","detská","REG","CZ","pár",{"v":0.2,"d":"20.00%"},{"v":5.8,"d":"5.80"},4.78,1.02,{"v":0.17586200000000002,"d":"17.5862%"},{"v":0,"d":"0.00"},"S","OPR,ORT,RHB,TRA",64069950]
[2403,"J2",null,"J89816","Podpätenka silikónová ortopedická",null,"MNG","TW","pár",{"v":0.2,"d":"20.00%"},6.28,4.78,{"v":1.5,"d":"1.50"},{"v":0.238854,"d":"23.8854%"},{"v":0,"d":"0.00"},"S","OPR,ORT,RHB,TRA",90211010]
[2404,"J2",null,"J57009","Vložka - korekčná","dámska","REG","CZ","pár",{"v":0.2,"d":"20.00%"},6.28,4.78,{"v":1.5,"d":"1.50"},{"v":0.238854,"d":"23.8854%"},{"v":0,"d":"0.00"},"S","OPR,ORT,RHB,TRA",64069950]
[2405,"J2",null,"J58365","Podpätenka silikónová , tvarovaná",null,"PRO","SK","pár",{"v":0.2,"d":"20.00%"},6.29,4.78,1.51,{"v":0.240064,"d":"24.0064%"},{"v":0,"d":"0.00"},"S","OPR,ORT,RHB,TRA",64069950]
[2406,"J2",null,"J71609","Podpätenky silikónové nízke - SILSTEP 500",null,"ING","CZ","pár",{"v":0.2,"d":"20.00%"},6.64,4.78,1.86,{"v":0.28012,"d":"28.0120%"},{"v":0,"d":"0.00"},"S","OPR,ORT,RHB,TRA",64069950]
[2407,"J2",null,"J56590","Vložka ort., korekčná","pánska","REG","CZ","pár",{"v":0.2,"d":"20.00%"},6.64,4.78,1.86,{"v":0.28012,"d":"28.0120%"},{"v":0,"d":"0.00"},"S","OPR,ORT,RHB,TRA",64069950]
[2408,"J2",null,"J58517","Podpätenka PEDIPRO","s výraznou tlmiacou funkciou","TLP","FR","pár",{"v":0.2,"d":"20.00%"},9.79,4.78,5.01,{"v":0.5117470000000001,"d":"51.1747%"},{"v":0,"d":"0.00"},"S","OPR,ORT,RHB,TRA",64069950]
[2409,"J2",null,"J83489","Podpätenka Pedipro Softer","modulárne protinárazové podpätenky s anatomicky tvarovanými vložkami","TLP","FR","pár",{"v":0.2,"d":"20.00%"},10.22,4.78,5.44,{"v":0.53229,"d":"53.2290%"},{"v":0,"d":"0.00"},"S","OPR,ORT,RHB,TRA",64069950]
[2410,"J2",null,"J71606","Vložky silikónové 3/4 s metatarzálnym srdiečkom SILSTEP-300",null,"INC","CZ","pár",{"v":0.2,"d":"20.00%"},10.77,4.78,5.99,{"v":0.556175,"d":"55.6175%"},{"v":0,"d":"0.00"},"S","OPR,ORT,RHB,TRA",64069950]
[2411,"J2",null,"J71608","Podpätenky silikónové vysoké - SILSTEP 400",null,"ING","CZ","pár",{"v":0.2,"d":"20.00%"},11.62,4.78,6.84,{"v":0.5886399999999999,"d":"58.8640%"},{"v":0,"d":"0.00"},"S","OPR,ORT,RHB,TRA",64069950]
[2412,"J2",null,"J58518","Podpätenka PEDIPRO PLUS","s výraznou tlmiacou funkciou, antibakteriálna","TLP","FR","pár",{"v":0.2,"d":"20.00%"},13.06,4.78,8.28,{"v":0.633997,"d":"63.3997%"},{"v":0,"d":"0.00"},"S","OPR,ORT,RHB,TRA",64069950]
[2413,"J2",null,"J58515","Ortopedická vložka PEDIPRO","silikónová, absorpčná s tlmiacou funkciou","TLP","FR","pár",{"v":0.2,"d":"20.00%"},14.33,4.78,9.55,{"v":0.666434,"d":"66.6434%"},{"v":0,"d":"0.00"},"S","OPR,ORT,RHB,TRA",64069950]
[2414,"J2",null,"J76499","Podpätenky silikónové 5454",null,"OME","US","pár",{"v":0.2,"d":"20.00%"},16.78,4.78,{"v":12,"d":"12.00"},{"v":0.715137,"d":"71.5137%"},{"v":0,"d":"0.00"},"S","OPR,ORT,RHB,TRA",64069950]
[2415,"J2",null,"J58516","Ortopedická vložka PEDIPRO PLUS","absorpčná, antibakteriálna, s tlmiacou funkciou","TLP","FR","pár",{"v":0.2,"d":"20.00%"},18.59,4.78,13.81,{"v":0.742873,"d":"74.2873%"},{"v":0,"d":"0.00"},"S","OPR,ORT,RHB,TRA",64069950]
[2416,"J2",null,"J71605","Vložky silikónové s metatarzálnym srdiečkom - SILSTEP 100",null,"ING","CZ","pár",{"v":0.2,"d":"20.00%"},18.82,4.78,14.04,{"v":0.746015,"d":"74.6015%"},{"v":0,"d":"0.00"},"S","OPR,ORT,RHB,TRA",64069950]
[2417,"J2",null,"J58367","Vložka silikónová vkladacie 3/4",null,"PRO","SK","pár",{"v":0.2,"d":"20.00%"},19.54,4.78,14.76,{"v":0.7553740000000001,"d":"75.5374%"},{"v":0,"d":"0.00"},"S","OPR,ORT,RHB,TRA",64069950]
[2418,"J2",null,"J76493","Vložky do topánok 3/4","silikónové metatarzálne 5405","OME","US","pár",{"v":0.2,"d":"20.00%"},20.82,4.78,16.04,{"v":0.770413,"d":"77.0413%"},{"v":0,"d":"0.00"},"S","OPR,ORT,RHB,TRA",64069950]
[2419,"J2",null,"J58366","Vložka silikónová vkladacie",null,"PRO","SK","pár",{"v":0.2,"d":"20.00%"},23.24,4.78,18.46,{"v":0.79432,"d":"79.4320%"},{"v":0,"d":"0.00"},"S","OPR,ORT,RHB,TRA",64069950]
[2420,"J2",null,"J76491","Vložky do topánok silikónové 5401",null,"OME","US","pár",{"v":0.2,"d":"20.00%"},27.89,4.78,23.11,{"v":0.828612,"d":"82.8612%"},{"v":0,"d":"0.00"},"S","OPR,ORT,RHB,TRA",64069950]
[2421,{"$nulls":3},"J3 Drobné pomôcky na nohu",{"$nulls":11},5.98,"ks"]
[2422,"J3","Z","J69580","ORTEX 024","nočná bandáž, na hallux valgus","ORH","CZ","ks",{"v":0.1,"d":"10.00%"},5.98,5.98,{"v":0,"d":"0.00"},{"v":0,"d":"0.0000%"},{"v":0,"d":"0.00"},"I","OPR,ORT,RHB,TRA,CHI",9021]
[2423,"J3",null,"J88628","ORTHOPOM 018","hallux valgus","OPO","CZ","ks",{"v":0.1,"d":"10.00%"},10.28,5.98,{"v":4.3,"d":"4.30"},{"v":0.418288,"d":"41.8288%"},{"v":0,"d":"0.00"},"S","OPR,ORT,RHB,TRA,CHI",9021]
[2424,"J3",null,"J69913","Ortéza 509","palcová, nožná","OTO","SE","ks",{"v":0.1,"d":"10.00%"},12.18,5.98,{"v":6.2,"d":"6.20"},{"v":0.509031,"d":"50.9031%"},{"v":0,"d":"0.00"},"S","OPR,ORT,RHB,TRA,CHI",9021]
[2425,{"$nulls":3},"J4 Ortézy dolnej končatiny"]
[2426,{"$nulls":3},"J4.1 Ortézy členka"]
[2427,{"$nulls":3},"J4.1.1 Ortézy členka bez výstuže"]
[2428,{"$nulls":3},"J4.1.1.1 Ortézy členka bez výstuže","jednoduché",{"$nulls":10},5.59,"ks"]
[2429,"J4.1.1.1",null,"J29736","LONARIS EXTRA","kompresívny členkový návlek","LOA","CZ","ks",{"v":0.2,"d":"20.00%"},{"v":4.9,"d":"4.90"},{"v":4.9,"d":"4.90"},{"v":0,"d":"0.00"},{"v":0,"d":"0.0000%"},{"v":0,"d":"0.00"},"I","OPR,ORT,RHB,TRA,CHI",63079010]
[2430,"J4.1.1.1",null,"J76525","Návlek na členok 2001","elast. S-XL","OME","TW","ks",{"v":0.2,"d":"20.00%"},5.57,5.57,{"v":0,"d":"0.00"},{"v":0,"d":"0.0000%"},{"v":0,"d":"0.00"},"I","OPR,ORT,RHB,TRA,CHI",90214000]
[2431,"J4.1.1.1",null,"J39118","MALLEOSOFT","návlek členkový, textilný","TLP","FR","ks",{"v":0.2,"d":"20.00%"},5.59,5.59,{"v":0,"d":"0.00"},{"v":0,"d":"0.0000%"},{"v":0,"d":"0.00"},"I","OPR,ORT,RHB,TRA,CHI",63079010]
[2432,"J4.1.1.1","Z","J91781","Ortéza členkového kĺbu AM-OSS-01","bavlnená ortopedická guma; veľkosti S, M, L, XL","RE4","PL","ks",{"v":0.2,"d":"20.00%"},5.59,5.59,{"v":0,"d":"0.00"},{"v":0,"d":"0.0000%"},{"v":0,"d":"0.00"},"I","OPR,ORT,RHB,TRA,CHI",63079010]
[2433,"J4.1.1.1",null,"J76518","Návlek členka","neoprénový 1001","OME","US","ks",{"v":0.2,"d":"20.00%"},5.85,5.59,0.26,{"v":0.044444,"d":"4.4444%"},{"v":0,"d":"0.00"},"S","OPR,ORT,RHB,TRA,CHI",63079010]
[2434,"J4.1.1.1",null,"J85102","Maxis S LINE, návlek na členok",null,"MAX","CZ","ks",{"v":0.2,"d":"20.00%"},6.48,5.59,0.89,{"v":0.137346,"d":"13.7346%"},{"v":0,"d":"0.00"},"S","OPR,ORT,RHB,TRA,CHI",63079010]
[2435,"J4.1.1.1",null,"J70596","ELASTIC ANKLE SUPPORT","priedyšný členkový spevňovací návlek","DJY","US","ks",{"v":0.2,"d":"20.00%"},11.59,5.59,{"v":6,"d":"6.00"},{"v":0.517688,"d":"51.7688%"},{"v":0,"d":"0.00"},"S","OPR,ORT,RHB,TRA,CHI",63079010]
[2436,"J4.1.1.1",null,"J99347","Bandáž členková Avicenum ORTHO 360","kompresívna trieda II, S-XL","ARA","CZ","ks",{"v":0.1,"d":"10.00%"},4.84,0.97,3.87,{"v":0.7995869999999999,"d":"79.9587%"},{"v":0,"d":"0.00"},"S","OPR,ORT,RHB,TRA,CHI",63079010]
[2437,{"$nulls":3},"J4.1.1.2 Ortézy členka bez výstuže","zložitejšie",{"$nulls":10},10.07,"ks"]
[2438,"J4.1.1.2",null,"J83654","Bandaž členka elastická Basis PT0303","S, M, L, XL - telová, čierna s vysokou kompresiou","PTM","PL","ks",{"v":0.1,"d":"10.00%"},9.95,9.95,{"v":0,"d":"0.00"},{"v":0,"d":"0.0000%"},{"v":0,"d":"0.00"},"I","OPR,ORT,RHB,TRA,CHI",6115109009]
[2439,"J4.1.1.2",null,"J79190","Neoprénová bandáž členka Thuasne","spevňujúci členkový návlek","TLP","FR","ks",{"v":0.2,"d":"20.00%"},9.96,9.96,{"v":0,"d":"0.00"},{"v":0,"d":"0.0000%"},{"v":0,"d":"0.00"},"I","OPR,ORT,RHB,TRA,CHI",63079010]
[2440,"J4.1.1.2",null,"J88672","Maxis S LINE, členková bandáž",null,"MAX","CZ","ks",{"v":0.2,"d":"20.00%"},10.07,10.07,{"v":0,"d":"0.00"},{"v":0,"d":"0.0000%"},{"v":0,"d":"0.00"},"I","OPR,ORT,RHB,TRA,CHI",63079010]
[2441,"J4.1.1.2","Z","J22130","Neoprénová bandáž členka",null,"PRO","SK","ks",{"v":0.2,"d":"20.00%"},10.07,10.07,{"v":0,"d":"0.00"},{"v":0,"d":"0.0000%"},{"v":0,"d":"0.00"},"I","OPR,ORT,RHB,TRA,CHI",63079010]
[2442,"J4.1.1.2",null,"J69912","Ortéza 504","členková, popruh, elastický materiál","OTO","SE","ks",{"v":0.2,"d":"20.00%"},11.39,10.07,1.32,{"v":0.11589100000000001,"d":"11.5891%"},{"v":0,"d":"0.00"},"S","OPR,ORT,RHB,TRA,CHI",63079010]
[2443,"J4.1.1.2",null,"J87654","MALLEOACTION","elastická proprioceptívna členková bandáž s vysokou kompresiou","TLP","FR","ks",{"v":0.2,"d":"20.00%"},11.51,10.07,1.44,{"v":0.125109,"d":"12.5109%"},{"v":0,"d":"0.00"},"S","OPR,ORT,RHB,TRA,CHI",63079010]
[2444,"J4.1.1.2",null,"J87655","MALLEOACTION Junior","detská elastická proprioceptívna členková bandáž s vysokou kompresiou","TLP","FR","ks",{"v":0.2,"d":"20.00%"},11.51,10.07,1.44,{"v":0.125109,"d":"12.5109%"},{"v":0,"d":"0.00"},"S","OPR,ORT,RHB,TRA,CHI",63079010]
[2445,"J4.1.1.2",null,"J28053","Fixátor členka s popruhom",null,"GIB","FR","ks",{"v":0.2,"d":"20.00%"},{"v":16,"d":"16.00"},10.07,5.93,{"v":0.370625,"d":"37.0625%"},{"v":0,"d":"0.00"},"S","OPR,ORT,RHB,TRA,CHI",63079010]
[2446,"J4.1.1.2",null,"J70585","DOUBLE STRAP ANKLE SUPPORT","spevňujúci členkový návlek","DJY","US","ks",{"v":0.2,"d":"20.00%"},{"v":24,"d":"24.00"},10.07,13.93,{"v":0.580417,"d":"58.0417%"},{"v":0,"d":"0.00"},"S","OPR,ORT,RHB,TRA,CHI",63079010]
[2447,{"$nulls":3},"J4.1.2 Ortézy členka s výstužou"]
[2448,{"$nulls":3},"J4.1.2.1 Ortézy členka s výstužou, návleky",{"$nulls":11},17.17,"ks"]
[2449,"J4.1.2.1",null,"J98533","Bandáž členka neoprénová ELAST 0002","navliekacia; veľkosti S, M, L, XL","TNE","LV","ks",{"v":0.1,"d":"10.00%"},10.55,10.55,{"v":0,"d":"0.00"},{"v":0,"d":"0.0000%"},{"v":0,"d":"0.00"},"I","OPR,ORT,RHB,TRA,CHI",9021]
[2450,"J4.1.2.1",null,"J94081","Ortéza členka STA2802G","S,M,L,XL,XXL, so silkónovými pelotami a popruhom","ZSS","CN","ks",{"v":0.1,"d":"10.00%"},{"v":17,"d":"17.00"},{"v":17,"d":"17.00"},{"v":0,"d":"0.00"},{"v":0,"d":"0.0000%"},{"v":0,"d":"0.00"},"I","OPR,ORT,RHB,TRA,CHI",9021]
[2451,"J4.1.2.1",null,"J93126","Stabilizátor členkového kĺbu","Nasúvací so spevnením, veľkosti S,M,L,XL,XXL","REX","HU","ks",{"v":0.1,"d":"10.00%"},17.15,17.15,{"v":0,"d":"0.00"},{"v":0,"d":"0.0000%"},{"v":0,"d":"0.00"},"I","OPR,ORT,RHB,TRA,CHI",90211010]
[2452,"J4.1.2.1",null,"J83865","Stabilizátor členkového klbu z perforovaného neoprénu PT0916","S, M, L, XL, XXL","PTM","PL","ks",{"v":0.1,"d":"10.00%"},17.15,17.15,{"v":0,"d":"0.00"},{"v":0,"d":"0.0000%"},{"v":0,"d":"0.00"},"I","OPR,ORT,RHB,TRA,CHI",6115109009]
[2453,"J4.1.2.1",null,"J90205","Bandáž členka protect.Leva strap","textilná elastická bandáž so spevnením elastickou páskou","MDB","DE","ks",{"v":0.1,"d":"10.00%"},17.16,17.16,{"v":0,"d":"0.00"},{"v":0,"d":"0.0000%"},{"v":0,"d":"0.00"},"I","OPR,ORT,RHB,TRA,CHI",9021]
[2454,"J4.1.2.1",null,"J89432","Bandáž členka so silikónovou výstužou","S, M, L, XL, XXL","AAO","GR","ks",{"v":0.1,"d":"10.00%"},17.16,17.16,{"v":0,"d":"0.00"},{"v":0,"d":"0.0000%"},{"v":0,"d":"0.00"},"I","OPR,ORT,RHB,TRA,CHI",9021]
[2455,"J4.1.2.1",null,"J89804","Ortéza členková neoprénova","S,M,L,XL,XXL","MNG","TW","ks",{"v":0.1,"d":"10.00%"},17.16,17.16,{"v":0,"d":"0.00"},{"v":0,"d":"0.0000%"},{"v":0,"d":"0.00"},"I","OPR,ORT,RHB,TRA,CHI",9021]
[2456,"J4.1.2.1",null,"J35027","ORTÉZA ORTIKA OR-6, ČLENOK","profylaktická","OTK","CZ","ks",{"v":0.1,"d":"10.00%"},17.16,17.16,{"v":0,"d":"0.00"},{"v":0,"d":"0.0000%"},{"v":0,"d":"0.00"},"I","OPR,ORT,RHB,TRA,CHI",9021]
[2457,"J4.1.2.1",null,"J73149","protect.Achi","na  Achillovú šľachu","MDB","DE","ks",{"v":0.1,"d":"10.00%"},17.16,17.16,{"v":0,"d":"0.00"},{"v":0,"d":"0.0000%"},{"v":0,"d":"0.00"},"I","OPR,ORT,RHB,TRA,CHI",9021]
[2458,"J4.1.2.1",null,"J73150","protect.Leva","s viscoelastickými pelotami","MDB","DE","ks",{"v":0.1,"d":"10.00%"},17.16,17.16,{"v":0,"d":"0.00"},{"v":0,"d":"0.0000%"},{"v":0,"d":"0.00"},"I","OPR,ORT,RHB,TRA,CHI",9021]
[2459,"J4.1.2.1",null,"J39119","LIGASTRAP ortéza  členka, stabilizujúca",null,"TLP","FR","ks",{"v":0.1,"d":"10.00%"},17.17,17.17,{"v":0,"d":"0.00"},{"v":0,"d":"0.0000%"},{"v":0,"d":"0.00"},"I","OPR,ORT,RHB,TRA,CHI",9021]
[2460,"J4.1.2.1",null,"J58376","Neoprénová bandáž členka ČL - 4","s výstužou","PRO","SK","ks",{"v":0.1,"d":"10.00%"},17.17,17.17,{"v":0,"d":"0.00"},{"v":0,"d":"0.0000%"},{"v":0,"d":"0.00"},"I","OPR,ORT,RHB,TRA,CHI",9021]
[2461,"J4.1.2.1",null,"J86364","Ortéza členka ČL-41","so silikónovými pelotami a gumovým ťahom","PRO","SK","ks",{"v":0.1,"d":"10.00%"},17.17,17.17,{"v":0,"d":"0.00"},{"v":0,"d":"0.0000%"},{"v":0,"d":"0.00"},"I","OPR,ORT,RHB,TRA,CHI",9021]
[2462,"J4.1.2.1",null,"J77983","Ortéza členková ČL-31","so silikónovými pelotami, priedušná","PRO","SK","ks",{"v":0.1,"d":"10.00%"},17.17,17.17,{"v":0,"d":"0.00"},{"v":0,"d":"0.0000%"},{"v":0,"d":"0.00"},"I","OPR,ORT,RHB,TRA,CHI",9021]
[2463,"J4.1.2.1",null,"J90595","Ortéza členkového kĺbu - termokompresívna","model 28181P; Ľ / P, veľkosť S, L","PRD","ES","ks",{"v":0.1,"d":"10.00%"},17.17,17.17,{"v":0,"d":"0.00"},{"v":0,"d":"0.0000%"},{"v":0,"d":"0.00"},"I","OPR,ORT,RHB,TRA,CHI",9021]
[2464,"J4.1.2.1",null,"J90596","Ortéza členkového kĺbu - termokompresívna","model P511; veľkosť S, M, L, XL","PRD","ES","ks",{"v":0.1,"d":"10.00%"},17.17,17.17,{"v":0,"d":"0.00"},{"v":0,"d":"0.0000%"},{"v":0,"d":"0.00"},"I","OPR,ORT,RHB,TRA,CHI",9021]
[2465,"J4.1.2.1",null,"J72316","SILISTAB MALLEO","silikónová výstuž","TLP","FR","ks",{"v":0.1,"d":"10.00%"},17.17,17.17,{"v":0,"d":"0.00"},{"v":0,"d":"0.0000%"},{"v":0,"d":"0.00"},"I","OPR,ORT,RHB,TRA,CHI",9021]
[2466,"J4.1.2.1","Z","J86970","Stabilizujúca členková ortéza 0330","s dvojitým elastickým popruhom","TLP","FR","ks",{"v":0.1,"d":"10.00%"},17.17,17.17,{"v":0,"d":"0.00"},{"v":0,"d":"0.0000%"},{"v":0,"d":"0.00"},"I","OPR,ORT,RHB,TRA,CHI",902101000]
[2467,"J4.1.2.1",null,"J94045","Ortéza členkového kĺbu šnurovacia s výstuhami AM-SX-06","materiál Activ-Expanse; veľkosti S-XL","RE4","PL","ks",{"v":0.1,"d":"10.00%"},17.75,17.17,0.58,{"v":0.032676,"d":"3.2676%"},{"v":0,"d":"0.00"},"S","OPR,ORT,RHB,TRA,CHI",9021]
[2468,"J4.1.2.1",null,"J76533","Návlek členku","so silikónovou vložkou 2409","OME","US","ks",{"v":0.1,"d":"10.00%"},19.89,17.17,2.72,{"v":0.136752,"d":"13.6752%"},{"v":0,"d":"0.00"},"S","OPR,ORT,RHB,TRA,CHI",9021]
[2469,"J4.1.2.1",null,"J28054","Členková bandáž","s páskou, silikónová výstuž","GIB","FR","ks",{"v":0.1,"d":"10.00%"},20.09,17.17,2.92,{"v":0.145346,"d":"14.5346%"},{"v":0,"d":"0.00"},"S","OPR,ORT,RHB,TRA,CHI",9021]
[2470,"J4.1.2.1",null,"J76519","Bandáž členku","neoprénová 1003","OME","US","ks",{"v":0.1,"d":"10.00%"},21.37,17.17,{"v":4.2,"d":"4.20"},{"v":0.19653700000000002,"d":"19.6537%"},{"v":0,"d":"0.00"},"S","OPR,ORT,RHB,TRA,CHI",9021]
[2471,"J4.1.2.1",null,"J81773","Maleo Sensa 50S5","návlek so silikónovými pelotami, pravá/ľavá, XS-XXL","OTO","DE","ks",{"v":0.1,"d":"10.00%"},22.95,17.17,5.78,{"v":0.25185199999999996,"d":"25.1852%"},{"v":0,"d":"0.00"},"S","OPR,ORT,RHB,TRA,CHI",9021]
[2472,"J4.1.2.1",null,"J72315","SILISTAB ACHILLO","na  Achillovú šľachu, silikónová výstuž","TLP","FR","ks",{"v":0.1,"d":"10.00%"},22.98,17.17,5.81,{"v":0.252829,"d":"25.2829%"},{"v":0,"d":"0.00"},"S","OPR,ORT,RHB,TRA,CHI",9021]
[2473,"J4.1.2.1",null,"J79925","MALLEO PRO","členková ortéza","TLP","FR","ks",{"v":0.1,"d":"10.00%"},30.35,17.17,13.18,{"v":0.43426699999999996,"d":"43.4267%"},{"v":0,"d":"0.00"},"S","OPR,ORT,RHB,TRA,CHI",9021]
[2474,"J4.1.2.1",null,"J69916","Maleo Sprint Aktiv 50S3","neoprénová","OTO","SE","ks",{"v":0.1,"d":"10.00%"},33.82,17.17,16.65,{"v":0.492312,"d":"49.2312%"},{"v":0,"d":"0.00"},"S","OPR,ORT,RHB,TRA,CHI",9021]
[2475,"J4.1.2.1",null,"J80986","Air Sport Ankle Brace","návlek členkový, mierna kompresia","DJY","US","ks",{"v":0.1,"d":"10.00%"},48.68,17.17,31.51,{"v":0.6472880000000001,"d":"64.7288%"},{"v":0,"d":"0.00"},"S","OPR,ORT,RHB,TRA,CHI",9021]
[2476,{"$nulls":3},"J4.1.2.2 Ortézy členka s výstužou, na zapínanie",{"$nulls":11},17.15,"ks"]
[2477,"J4.1.2.2",null,"J22132","Neoprénová bandáž členka  ČL-3",null,"PRO","SK","ks",{"v":0.1,"d":"10.00%"},10.84,10.84,{"v":0,"d":"0.00"},{"v":0,"d":"0.0000%"},{"v":0,"d":"0.00"},"I","OPR,ORT,RHB,TRA,CHI",9021]
[2478,"J4.1.2.2",null,"J72478","NK 405 Ortéza členka so špirálovými dlahami","zapínanie vzadu","NKE","IT","ks",{"v":0.1,"d":"10.00%"},12.88,12.88,{"v":0,"d":"0.00"},{"v":0,"d":"0.0000%"},{"v":0,"d":"0.00"},"I","OPR,ORT,RHB,TRA,CHI",9021]
[2479,"J4.1.2.2",null,"J22131","Neoprénová bandáž členka  ČL-2","s výstužou","PRO","SK","ks",{"v":0.1,"d":"10.00%"},15.42,15.42,{"v":0,"d":"0.00"},{"v":0,"d":"0.0000%"},{"v":0,"d":"0.00"},"I","OPR,ORT,RHB,TRA,CHI",9021]
[2480,"J4.1.2.2",null,"J95162","Ortéza členka stabilizačná","AT04201, univerzálna veľkosť, s penovou výstelkou","ANK","PL","ks",{"v":0.1,"d":"10.00%"},17.13,17.13,{"v":0,"d":"0.00"},{"v":0,"d":"0.0000%"},{"v":0,"d":"0.00"},"I","OPR,ORT,RHB,TRA,CHI",90214000]
[2481,"J4.1.2.2","Z","J79191","LIGACAST JUNIOR","detská, stabilizujúca členková ortéza, do 140 cm","TLP","FR","ks",{"v":0.1,"d":"10.00%"},17.15,17.15,{"v":0,"d":"0.00"},{"v":0,"d":"0.0000%"},{"v":0,"d":"0.00"},"I","OPR,ORT,RHB,TRA,CHI",9021]
[2482,"J4.1.2.2",null,"J91606","Ortéza členková - členkový imobilizér","model NA500; veľkosť - univerzálna","PRD","ES","ks",{"v":0.1,"d":"10.00%"},19.71,17.15,2.56,{"v":0.129883,"d":"12.9883%"},{"v":0,"d":"0.00"},"S","OPR,ORT,RHB,TRA,CHI",9021]
[2483,"J4.1.2.2",null,"J39121","DYNASTAB, ortéza členková šnurovacia",null,"TLP","FR","ks",{"v":0.1,"d":"10.00%"},19.88,17.15,2.73,{"v":0.137324,"d":"13.7324%"},{"v":0,"d":"0.00"},"S","OPR,ORT,RHB,TRA,CHI",9021]
[2484,"J4.1.2.2",null,"J59552","ORTEX 06 C","spevňujúca s krížovým ťahom","ORH","CZ","ks",{"v":0.1,"d":"10.00%"},21.79,17.15,4.64,{"v":0.212942,"d":"21.2942%"},{"v":0,"d":"0.00"},"S","OPR,ORT,RHB,TRA,CHI",9021]
[2485,"J4.1.2.2",null,"J35028","Ortéza členka liečebná s dlahou - I.","OR 6A, dodáva sa vo veľkostiach XXS,XS,S,M,L,XL,XXL,XXXL.","OTK","CZ","ks",{"v":0.1,"d":"10.00%"},22.69,17.15,5.54,{"v":0.24416000000000002,"d":"24.4160%"},{"v":0,"d":"0.00"},"S","OPR,ORT,RHB,TRA,CHI",9021]
[2486,"J4.1.2.2",null,"J39120","LIGACAST ANATOMIC, členková ortéza s plastovými dlahami",null,"TLP","FR","ks",{"v":0.1,"d":"10.00%"},23.89,17.15,6.74,{"v":0.282126,"d":"28.2126%"},{"v":0,"d":"0.00"},"S","OPR,ORT,RHB,TRA,CHI",9021]
[2487,"J4.1.2.2",null,"J86317","Malleo Direxa Stirrup 50S9","stabilizačná bilaterálna ortéza, univerzálna veľkosť","OTO","DE","ks",{"v":0.1,"d":"10.00%"},24.75,17.15,{"v":7.6,"d":"7.60"},{"v":0.307071,"d":"30.7071%"},{"v":0,"d":"0.00"},"S","OPR,ORT,RHB,TRA,CHI",9021]
[2488,"J4.1.2.2",null,"J70132","M.step",null,"MDB","DE","ks",{"v":0.1,"d":"10.00%"},30.23,17.15,13.08,{"v":0.43268300000000004,"d":"43.2683%"},{"v":0,"d":"0.00"},"S","OPR,ORT,RHB,TRA,CHI",9021]
[2489,"J4.1.2.2",null,"J35030","Ortéza členka liečebná s dlahami -III.","OR 6C, veľkosť XXS,XS,S,M,L,XL,XXL,XXXL.","OTK","CZ","ks",{"v":0.1,"d":"10.00%"},30.73,17.15,13.58,{"v":0.441913,"d":"44.1913%"},{"v":0,"d":"0.00"},"S","OPR,ORT,RHB,TRA,CHI",9021]
[2490,"J4.1.2.2",null,"J92221","TD Walker FIX LONG","posttraumatická imobilizačná ortéza predkolenia","TLP","FR","ks",{"v":0.1,"d":"10.00%"},30.76,17.15,13.61,{"v":0.442458,"d":"44.2458%"},{"v":0,"d":"0.00"},"S","OPR,ORT,RHB,TRA,CHI",90210100]
[2491,"J4.1.2.2",null,"J70587","SURROUNDANKLE GEL","gélový vankúšik","DJY","US","ks",{"v":0.1,"d":"10.00%"},31.26,17.15,14.11,{"v":0.451376,"d":"45.1376%"},{"v":0,"d":"0.00"},"S","OPR,ORT,RHB,TRA,CHI",9021]
[2492,"J4.1.2.2",null,"J80993","Ortéza päty a achillovej šľachy AirHeel","vzduchová","DJY","US","ks",{"v":0.1,"d":"10.00%"},38.94,17.15,21.79,{"v":0.559579,"d":"55.9579%"},{"v":0,"d":"0.00"},"S","OPR,ORT,RHB,TRA,CHI",9021]
[2493,"J4.1.2.2",null,"J95165","Ortéza členka a predkolenia pneumatická","AT53003, veľkosti S-XL, rigidná, s nastaviteľným rozsahom pohybu","ANK","PL","ks",{"v":0.1,"d":"10.00%"},39.03,17.15,21.88,{"v":0.5605939999999999,"d":"56.0594%"},{"v":0,"d":"0.00"},"S","OPR,ORT,RHB,TRA,CHI",90214000]
[2494,"J4.1.2.2",null,"J60202","Stabilzátor členka - bilaterálny","s plastom","DRS","SE","ks",{"v":0.1,"d":"10.00%"},40.06,17.15,22.91,{"v":0.571892,"d":"57.1892%"},{"v":0,"d":"0.00"},"S","OPR,ORT,RHB,TRA,CHI",9021]
[2495,"J4.1.2.2",null,"J92222","TD Walker AIR LONG","posttraumatická imobilizačná ortéza predkolenia dvojkomorová","TLP","FR","ks",{"v":0.1,"d":"10.00%"},43.98,17.15,26.83,{"v":0.61005,"d":"61.0050%"},{"v":0,"d":"0.00"},"S","OPR,ORT,RHB,TRA,CHI",90210100]
[2496,"J4.1.2.2",null,"J31486","Universal Ankle Stirrup","členková ortéza","DJY","US","ks",{"v":0.1,"d":"10.00%"},45.71,17.15,28.56,{"v":0.624809,"d":"62.4809%"},{"v":0,"d":"0.00"},"S","OPR,ORT,RHB,TRA,CHI",9021]
[2497,"J4.1.2.2",null,"J31496","DRYTEX ROCKETSOCK - pravá","členková ortéza fixačná","DJY","US","ks",{"v":0.1,"d":"10.00%"},52.51,17.15,35.36,{"v":0.673396,"d":"67.3396%"},{"v":0,"d":"0.00"},"S","OPR,ORT,RHB,TRA,CHI",9021]
[2498,"J4.1.2.2",null,"J80850","Aircast SP Walker","ortéza, posttraumatická, krátka","DJY","US","ks",{"v":0.1,"d":"10.00%"},87.63,17.15,70.48,{"v":0.8042910000000001,"d":"80.4291%"},{"v":0,"d":"0.00"},"S","OPR,ORT,RHB,TRA,CHI",9021]
[2499,{"$nulls":3},"J4.2 Ortézy proti prepadávaniu chodidla",{"$nulls":11},64.61,"ks"]
[2500,"J4.2",null,"J92224","PERO-MED AFO III/II","peroneálna dlaha chodidla, ľavá/pravá","TLP","FR","ks",{"v":0.1,"d":"10.00%"},38.68,38.68,{"v":0,"d":"0.00"},{"v":0,"d":"0.0000%"},{"v":0,"d":"0.00"},"I","OPR,ORT,RHB,TRA,CHI",90210100]
[2501,"J4.2",null,"J93081","Ortéza proti prepadávaniu chodidla N410","na zabezpečenie dorzomediálnej stability; veľkosti S-XXL","PRD","ES","ks",{"v":0.1,"d":"10.00%"},{"v":64.6,"d":"64.60"},{"v":64.6,"d":"64.60"},{"v":0,"d":"0.00"},{"v":0,"d":"0.0000%"},{"v":0,"d":"0.00"},"I","OPR,ORT,RHB,TRA,CHI",9021]
[2502,"J4.2","Z","J78499","Dyna Ankle 50S1","plastová ortéza členka pravá/ľavá, veľkosť obuvi","OTO","DE","ks",{"v":0.1,"d":"10.00%"},64.61,64.61,{"v":0,"d":"0.00"},{"v":0,"d":"0.0000%"},{"v":0,"d":"0.00"},"I","OPR,ORT,RHB,TRA,CHI",9021]
[2503,{"$nulls":3},"J4.3 Ortézy kolenného kĺbu"]
[2504,{"$nulls":3},"J4.3.1 Ortézy kolenného kĺbu bez výstuže"]
[2505,{"$nulls":3},"J4.3.1.1 Ortézy kolenného kĺbu bez výstuže, návleky, na zapínanie",{"$nulls":11},5.5,"ks"]
[2506,"J4.3.1.1",null,"J29737","LONARIS EXTRA - k. tr. III","Kompresívny kolenný diel","LOA","CZ","ks",{"v":0.2,"d":"20.00%"},4.03,4.03,{"v":0,"d":"0.00"},{"v":0,"d":"0.0000%"},{"v":0,"d":"0.00"},"I","OPR,ORT,RHB,TRA,CHI",63079010]
[2507,"J4.3.1.1","Z","J83568","Bandáž na koleno elastická PT0301","spevenie a stabilizácia kolena","PTM","PL","ks",{"v":0.1,"d":"10.00%"},{"v":5.5,"d":"5.50"},{"v":5.5,"d":"5.50"},{"v":0,"d":"0.00"},{"v":0,"d":"0.0000%"},{"v":0,"d":"0.00"},"I","OPR,ORT,RHB,TRA,CHI",6115109009]
[2508,"J4.3.1.1",null,"J85101","Maxis S LINE, návlek na koleno",null,"MAX","CZ","ks",{"v":0.2,"d":"20.00%"},6.48,{"v":5.5,"d":"5.50"},0.98,{"v":0.151235,"d":"15.1235%"},{"v":0,"d":"0.00"},"S","OPR,ORT,RHB,TRA,CHI",63079010]
[2509,"J4.3.1.1",null,"J72317","ORTEL","elastická podpora kolena","TLP","FR","ks",{"v":0.2,"d":"20.00%"},6.87,{"v":5.5,"d":"5.50"},1.37,{"v":0.199418,"d":"19.9418%"},{"v":0,"d":"0.00"},"S","OPR,ORT,RHB,TRA,CHI",63079010]
[2510,"J4.3.1.1",null,"J83655","Bandaž kolena elastická Basis PT0307","S, M, L, XL - telová, čierna","PTM","PL","ks",{"v":0.1,"d":"10.00%"},7.39,{"v":5.5,"d":"5.50"},1.89,{"v":0.255751,"d":"25.5751%"},{"v":0,"d":"0.00"},"S","OPR,ORT,RHB,TRA,CHI",6115109009]
[2511,"J4.3.1.1",null,"J86971","GENUSOFT","elastická kolenná ortéza proprioceptívna","TLP","FR","ks",{"v":0.2,"d":"20.00%"},7.92,{"v":5.5,"d":"5.50"},2.42,{"v":0.305556,"d":"30.5556%"},{"v":0,"d":"0.00"},"S","OPR,ORT,RHB,TRA,CHI",902101000]
[2512,"J4.3.1.1",null,"J70595","ELASTIC KNEE SUPPORT","priedyšný kolenný spevňovací návlek","DJY","US","ks",{"v":0.2,"d":"20.00%"},11.59,{"v":5.5,"d":"5.50"},6.09,{"v":0.525453,"d":"52.5453%"},{"v":0,"d":"0.00"},"S","OPR,ORT,RHB,TRA,CHI",63079010]
[2513,{"$nulls":3},"J4.3.1.2 Ortézy kolenného kĺbu bez výstuže,  návleky","zložitejšie",{"$nulls":10},16.07,"ks"]
[2514,"J4.3.1.2",null,"J97781","Ortéza kolena STK1811G","anatomicky pletená, veľkosti S, M, L, XL, XXL, XXXL","ZSS","CN","ks",{"v":0.2,"d":"20.00%"},{"v":14,"d":"14.00"},{"v":14,"d":"14.00"},{"v":0,"d":"0.00"},{"v":0,"d":"0.0000%"},{"v":0,"d":"0.00"},"I","OPR,ORT,RHB,TRA,CHI",63079010]
[2515,"J4.3.1.2",null,"J88671","Maxis S LINE, kolenná bandáž",null,"MAX","CZ","ks",{"v":0.2,"d":"20.00%"},14.27,14.27,{"v":0,"d":"0.00"},{"v":0,"d":"0.0000%"},{"v":0,"d":"0.00"},"I","OPR,ORT,RHB,TRA,CHI",63079010]
[2516,"J4.3.1.2",null,"J98537","Ortéza kolenná ELAST 9903","neoprénová, navliekacia; veľkosti S, M, L, XL, XXL","TNE","LV","ks",{"v":0.1,"d":"10.00%"},15.97,15.97,{"v":0,"d":"0.00"},{"v":0,"d":"0.0000%"},{"v":0,"d":"0.00"},"I","OPR,ORT,RHB,TRA,CHI",63079010]
[2517,"J4.3.1.2",null,"J93124","Stabilizátor kolenného kĺbu","Nasúvací bez dláh, veľkosti S,M,L,XL,XXL","REX","HU","ks",{"v":0.1,"d":"10.00%"},16.06,16.06,{"v":0,"d":"0.00"},{"v":0,"d":"0.0000%"},{"v":0,"d":"0.00"},"I","OPR,ORT,RHB,TRA,CHI",90211010]
[2518,"J4.3.1.2",null,"J89435","Bandáž kolena neoprénová","S, M, L, XL, XXL","AAO","GR","ks",{"v":0.2,"d":"20.00%"},16.07,16.07,{"v":0,"d":"0.00"},{"v":0,"d":"0.0000%"},{"v":0,"d":"0.00"},"I","OPR,ORT,RHB,TRA,CHI",63079010]
[2519,"J4.3.1.2",null,"J86972","GENUACTION","podporná elastická kolenná ortéza, špeciálny úplet","TLP","FR","ks",{"v":0.2,"d":"20.00%"},16.07,16.07,{"v":0,"d":"0.00"},{"v":0,"d":"0.0000%"},{"v":0,"d":"0.00"},"I","OPR,ORT,RHB,TRA,CHI",902101000]
[2520,"J4.3.1.2",null,"J86973","GENUACTION JUNIOR","detská podporná elastická kolenná ortéza, špeciálny úplet","TLP","FR","ks",{"v":0.2,"d":"20.00%"},16.07,16.07,{"v":0,"d":"0.00"},{"v":0,"d":"0.0000%"},{"v":0,"d":"0.00"},"I","OPR,ORT,RHB,TRA,CHI",902101000]
[2521,"J4.3.1.2",null,"J22128","Neoprénová bandáž kolena KO - 2",null,"PRO","SK","ks",{"v":0.2,"d":"20.00%"},16.07,16.07,{"v":0,"d":"0.00"},{"v":0,"d":"0.0000%"},{"v":0,"d":"0.00"},"I","OPR,ORT,RHB,TRA,CHI",63079010]
[2522,"J4.3.1.2",null,"J86366","Ortéza kolena KO-42","so silikónovou pelotou","PRO","SK","ks",{"v":0.2,"d":"20.00%"},16.07,16.07,{"v":0,"d":"0.00"},{"v":0,"d":"0.0000%"},{"v":0,"d":"0.00"},"I","OPR,ORT,RHB,TRA,CHI",63079010]
[2523,"J4.3.1.2","Z","J91777","Ortéza kolenného kĺbu U-SK","neoprénový materiál ActivPren; univerzálna veľkosť","RE4","PL","ks",{"v":0.2,"d":"20.00%"},16.07,16.07,{"v":0,"d":"0.00"},{"v":0,"d":"0.0000%"},{"v":0,"d":"0.00"},"I","OPR,ORT,RHB,TRA,CHI",63079010]
[2524,"J4.3.1.2",null,"J86974","GENUEXTREM","elastická kolenná ortéza s vysokou kompresiou","TLP","FR","ks",{"v":0.2,"d":"20.00%"},{"v":20.3,"d":"20.30"},16.07,4.23,{"v":0.20837399999999998,"d":"20.8374%"},{"v":0,"d":"0.00"},"S","OPR,ORT,RHB,TRA,CHI",902101000]
[2525,"J4.3.1.2",null,"J60262","Kolenná bandáž","pravá, ľavá, veľkosť XS-XXL","DRS","SE","ks",{"v":0.2,"d":"20.00%"},{"v":20.3,"d":"20.30"},16.07,4.23,{"v":0.20837399999999998,"d":"20.8374%"},{"v":0,"d":"0.00"},"S","OPR,ORT,RHB,TRA,CHI",63079010]
[2526,"J4.3.1.2",null,"J84873","Genu Carezza Patella 8360N","laterálna alebo mediálna stabilizácia pately","OTO","DE","ks",{"v":0.1,"d":"10.00%"},29.19,16.07,13.12,{"v":0.449469,"d":"44.9469%"},{"v":0,"d":"0.00"},"S","OPR,ORT,RHB,TRA,CHI",63079010]
[2527,{"$nulls":3},"J4.3.2 Ortézy kolenného kĺbu s bočnou výstužou bez kĺbu"]
[2528,{"$nulls":3},"J4.3.2.1 Ortézy kolenného kĺbu s bočnou výstužou, dlahami bez kĺbu,návleky",{"$nulls":11},14.69,"ks"]
[2529,"J4.3.2.1",null,"J98538","Ortéza kolenná ELAST 9903-01","neoprénová, navliekacia, s odnímateľnými vložkami; veľkosti S, M, L, XL, XXL","TNE","LV","ks",{"v":0.1,"d":"10.00%"},14.59,14.59,{"v":0,"d":"0.00"},{"v":0,"d":"0.0000%"},{"v":0,"d":"0.00"},"I","OPR,ORT,RHB,TRA,CHI",9021]
[2530,"J4.3.2.1",null,"J76543","Stabilizátor kolenného kĺbu 1023",null,"OME","US","ks",{"v":0.1,"d":"10.00%"},14.68,14.68,{"v":0,"d":"0.00"},{"v":0,"d":"0.0000%"},{"v":0,"d":"0.00"},"I","OPR,ORT,RHB,TRA,CHI",9021]
[2531,"J4.3.2.1","Z","J86365","Ortéza kolena KO-41","so silikónovou pelotou a pružinovými dlahami","PRO","SK","ks",{"v":0.1,"d":"10.00%"},14.69,14.69,{"v":0,"d":"0.00"},{"v":0,"d":"0.0000%"},{"v":0,"d":"0.00"},"I","OPR,ORT,RHB,TRA,CHI",9021]
[2532,"J4.3.2.1",null,"J72486","NK 532 Ortéza kolena","flexibilné dlahy, perforovaný neoprén","NKE","IT","ks",{"v":0.1,"d":"10.00%"},14.84,14.69,0.15,{"v":0.010107999999999999,"d":"1.0108%"},{"v":0,"d":"0.00"},"S","OPR,ORT,RHB,TRA,CHI",9021]
[2533,"J4.3.2.1",null,"J90591","Ortéza kolenného kĺbu - neoprénová, ochranná","model TL20; veľkosť S, M, L, XL","PRD","ES","ks",{"v":0.1,"d":"10.00%"},15.69,14.69,{"v":1,"d":"1.00"},{"v":0.063735,"d":"6.3735%"},{"v":0,"d":"0.00"},"S","OPR,ORT,RHB,TRA,CHI",9021]
[2534,"J4.3.2.1",null,"J72485","HP 854 Bandáž kolena so špirálovými dlahami a s otvorom pately","perforovaný neoprén","NKE","IT","ks",{"v":0.1,"d":"10.00%"},17.19,14.69,{"v":2.5,"d":"2.50"},{"v":0.145433,"d":"14.5433%"},{"v":0,"d":"0.00"},"S","OPR,ORT,RHB,TRA,CHI",9021]
[2535,"J4.3.2.1",null,"J73154","Genumedi","silikónový prstenec na patelu","MDB","DE","ks",{"v":0.1,"d":"10.00%"},19.54,14.69,4.85,{"v":0.248209,"d":"24.8209%"},{"v":0,"d":"0.00"},"S","OPR,ORT,RHB,TRA,CHI",9021]
[2536,"J4.3.2.1",null,"J90592","Ortéza kolenného kĺbu","model P509; veľkosť S, M, L, XL","PRD","ES","ks",{"v":0.1,"d":"10.00%"},19.69,14.69,{"v":5,"d":"5.00"},{"v":0.253936,"d":"25.3936%"},{"v":0,"d":"0.00"},"S","OPR,ORT,RHB,TRA,CHI",9021]
[2537,"J4.3.2.1",null,"J69587","Ortéza kolena KO-21","s pružinovými dlahami, gumotextilná","PRO","SK","ks",{"v":0.1,"d":"10.00%"},{"v":24.2,"d":"24.20"},14.69,9.51,{"v":0.392975,"d":"39.2975%"},{"v":0,"d":"0.00"},"S","OPR,ORT,RHB,TRA,CHI",9021]
[2538,"J4.3.2.1",null,"J39126","LIGASTRAP, kolenná ortéza",null,"TLP","FR","ks",{"v":0.1,"d":"10.00%"},26.76,14.69,12.07,{"v":0.451046,"d":"45.1046%"},{"v":0,"d":"0.00"},"S","OPR,ORT,RHB,TRA,CHI",9021]
[2539,{"$nulls":3},"J4.3.2.2 Ortézy kolenného kĺbu s bočnou výstužou, dlahami bez kĺbu na zapínanie",{"$nulls":11},48.29,"ks"]
[2540,"J4.3.2.2",null,"J98540","Ortéza kolenná ELAST 9903-01 Lux","neoprénová, zapínacia, s odnímateľnými vložkami, na obvod kolena 28-50cm","TNE","LV","ks",{"v":0.1,"d":"10.00%"},45.61,45.61,{"v":0,"d":"0.00"},{"v":0,"d":"0.0000%"},{"v":0,"d":"0.00"},"I","CHI, OPR, ORT, RHB, TRA",9021]
[2541,"J4.3.2.2",null,"J94087","Ortéza kolena STK1805G","S,M,L,XL,XXL, so silkónovou pelotou na zapínanie","ZSS","CN","ks",{"v":0.1,"d":"10.00%"},{"v":45.7,"d":"45.70"},{"v":45.7,"d":"45.70"},{"v":0,"d":"0.00"},{"v":0,"d":"0.0000%"},{"v":0,"d":"0.00"},"I","CHI, OPR, ORT, RHB, TRA",9021]
[2542,"J4.3.2.2",null,"J89437","Bandáž kolena s bočnou výstužou","S, M, L, XL, XXL","AAO","GR","ks",{"v":0.1,"d":"10.00%"},{"v":46.2,"d":"46.20"},{"v":46.2,"d":"46.20"},{"v":0,"d":"0.00"},{"v":0,"d":"0.0000%"},{"v":0,"d":"0.00"},"I","CHI, OPR, ORT, RHB, TRA",9021]
[2543,"J4.3.2.2","Z","J90868","Ortéza kolenná ORTHOPRIM","model LT128, veľkosť S, M, L, XL","PRD","ES","ks",{"v":0.1,"d":"10.00%"},48.29,48.29,{"v":0,"d":"0.00"},{"v":0,"d":"0.0000%"},{"v":0,"d":"0.00"},"I","CHI, OPR, ORT, RHB, TRA",9021]
[2544,{"$nulls":3},"J4.3.3 Ortézy kolenného kĺbu s bočnou výstužou, dlahami s kĺbom"]
[2545,{"$nulls":3},"J4.3.3.1 Ortézy kolenného kĺbu s bočnou výstužou, dlahami s kĺbom, návleky jednoduché",{"$nulls":11},33.36,"ks"]
[2546,"J4.3.3.1",null,"J83854","Stabilizátor kolenného kĺbu z perforovaného neoprénu PT0963","S, M, L, XL, XXL","PTM","PL","ks",{"v":0.1,"d":"10.00%"},22.73,22.73,{"v":0,"d":"0.00"},{"v":0,"d":"0.0000%"},{"v":0,"d":"0.00"},"I","OPR,ORT,RHB,TRA,CHI",6115109009]
[2547,"J4.3.3.1",null,"J83490","GENU PRO COMFORT","kolenná ortéza na stabilizáciu kolenného kĺbu s bočnou výstužou, priedušná","TLP","FR","ks",{"v":0.1,"d":"10.00%"},30.56,30.56,{"v":0,"d":"0.00"},{"v":0,"d":"0.0000%"},{"v":0,"d":"0.00"},"I","OPR,ORT,RHB,TRA,CHI",902101000]
[2548,"J4.3.3.1",null,"J56580","Ortéza kolenná vystužená- návlek, ľavá, pravá",null,"REG","CZ","ks",{"v":0.1,"d":"10.00%"},30.56,30.56,{"v":0,"d":"0.00"},{"v":0,"d":"0.0000%"},{"v":0,"d":"0.00"},"I","OPR,ORT,RHB,TRA,CHI",9021]
[2549,"J4.3.3.1",null,"J76561","Návlek kolena elastický","s kĺbovými dlahami a otvorom pre patelu 2031","OME","US","ks",{"v":0.1,"d":"10.00%"},32.74,32.74,{"v":0,"d":"0.00"},{"v":0,"d":"0.0000%"},{"v":0,"d":"0.00"},"I","OPR,ORT,RHB,TRA,CHI",9021]
[2550,"J4.3.3.1",null,"J76546","Ortéza kolena","kĺbová neoprénová 1031","OME","US","ks",{"v":0.1,"d":"10.00%"},32.74,32.74,{"v":0,"d":"0.00"},{"v":0,"d":"0.0000%"},{"v":0,"d":"0.00"},"I","OPR,ORT,RHB,TRA,CHI",9021]
[2551,"J4.3.3.1",null,"J90869","Ortéza kolenná kĺbová TOP LINE","model TL130, veľkosť S, M, L, XL","PRD","ES","ks",{"v":0.1,"d":"10.00%"},33.33,33.33,{"v":0,"d":"0.00"},{"v":0,"d":"0.0000%"},{"v":0,"d":"0.00"},"I","OPR,ORT,RHB,TRA,CHI",9021]
[2552,"J4.3.3.1",null,"J91605","Ortéza kolenná termokompresná","model 125; veľkosť S, M, L, XL","PRD","ES","ks",{"v":0.1,"d":"10.00%"},33.33,33.33,{"v":0,"d":"0.00"},{"v":0,"d":"0.0000%"},{"v":0,"d":"0.00"},"I","OPR,ORT,RHB,TRA,CHI",9021]
[2553,"J4.3.3.1",null,"J90590","Ortéza kolenného kĺbu - neoprénová, ochranná","model N710; veľkosť S, M, L, XL","PRD","ES","ks",{"v":0.1,"d":"10.00%"},33.33,33.33,{"v":0,"d":"0.00"},{"v":0,"d":"0.0000%"},{"v":0,"d":"0.00"},"I","OPR,ORT,RHB,TRA,CHI",9021]
[2554,"J4.3.3.1",null,"J91778","Ortéza kolenného kĺbu AS-SKL/F","neoprénový materiál ActivPren; veľkosť: M, L, XL","RE4","PL","ks",{"v":0.1,"d":"10.00%"},33.33,33.33,{"v":0,"d":"0.00"},{"v":0,"d":"0.0000%"},{"v":0,"d":"0.00"},"I","OPR,ORT,RHB,TRA,CHI",9021]
[2555,"J4.3.3.1","Z","J39123","LIGAFLEX, kolenná ortéza",null,"TLP","FR","ks",{"v":0.1,"d":"10.00%"},33.36,33.36,{"v":0,"d":"0.00"},{"v":0,"d":"0.0000%"},{"v":0,"d":"0.00"},"I","OPR,ORT,RHB,TRA,CHI",9021]
[2556,"J4.3.3.1",null,"J28049","Kolenná bandáž s derotačnou páskou",null,"GIB","FR","ks",{"v":0.1,"d":"10.00%"},34.19,33.36,0.83,{"v":0.024276,"d":"2.4276%"},{"v":0,"d":"0.00"},"S","OPR,ORT,RHB,TRA,CHI",9021]
[2557,"J4.3.3.1",null,"J58378","Neoprénová bandáž kolena KO-6",null,"PRO","SK","ks",{"v":0.1,"d":"10.00%"},37.78,33.36,4.42,{"v":0.11699299999999999,"d":"11.6993%"},{"v":0,"d":"0.00"},"S","OPR,ORT,RHB,TRA,CHI",9021]
[2558,"J4.3.3.1",null,"J78513","Ortéza kolena 50K15","so silikónovou pelotou","OTO","DE","ks",{"v":0.1,"d":"10.00%"},38.93,33.36,5.57,{"v":0.143077,"d":"14.3077%"},{"v":0,"d":"0.00"},"S","OPR,ORT,RHB,TRA,CHI",9021]
[2559,"J4.3.3.1",null,"J39127","NOVELASTIC NEOPRENE SUPPORT, kolenná ortéza",null,"TLP","FR","ks",{"v":0.1,"d":"10.00%"},39.23,33.36,5.87,{"v":0.14962999999999999,"d":"14.9630%"},{"v":0,"d":"0.00"},"S","OPR,ORT,RHB,TRA,CHI",9021]
[2560,{"$nulls":3},"J4.3.3.2 Ortézy kolenného kĺbu s bočnou výstužou, dlahami s kĺbom, návleky zložité",{"$nulls":11},75.42,"ks"]
[2561,"J4.3.3.2",null,"J39125","Ortéza kolena Genu Dynastab","s dvojosoqlm kĺbom; rôzne vel'kosti","TLP","FR","ks",{"v":0.1,"d":"10.00%"},50.67,50.67,{"v":0,"d":"0.00"},{"v":0,"d":"0.0000%"},{"v":0,"d":"0.00"},"I","OPR,ORT,RHB,TRA,CHI",9021]
[2562,"J4.3.3.2",null,"J81781","Genu Direxa 8356","ortéza kolena s postrannými kovovými dlahami XXS-XXL","OTO","DE","ks",{"v":0.1,"d":"10.00%"},53.86,53.86,{"v":0,"d":"0.00"},{"v":0,"d":"0.0000%"},{"v":0,"d":"0.00"},"I","OPR,ORT,RHB,TRA,CHI",9021]
[2563,"J4.3.3.2",null,"J30597","ORTEX 04C","liečebná dlaha kolenného kĺbu s dvojosím kĺbom","ORH","CZ","ks",{"v":0.1,"d":"10.00%"},58.95,58.95,{"v":0,"d":"0.00"},{"v":0,"d":"0.0000%"},{"v":0,"d":"0.00"},"I","OPR,ORT,RHB,TRA,CHI",9021]
[2564,"J4.3.3.2",null,"J28048","Ortéza kolena Gibaud","Bandáž kolena","GIB","FR","ks",{"v":0.1,"d":"10.00%"},62.44,62.44,{"v":0,"d":"0.00"},{"v":0,"d":"0.0000%"},{"v":0,"d":"0.00"},"I","OPR,ORT,RHB,TRA,CHI",30]
[2565,"J4.3.3.2",null,"J97780","Ortéza kolena STK1807G","s dvojosími dlahami, popruhmi a pelotou; veľkosti S, M, L, XL, XXL, XXXL","ZSS","CN","ks",{"v":0.1,"d":"10.00%"},{"v":66,"d":"66.00"},{"v":66,"d":"66.00"},{"v":0,"d":"0.00"},{"v":0,"d":"0.0000%"},{"v":0,"d":"0.00"},"I","OPR,ORT,RHB,TRA,CHI",9021]
[2566,"J4.3.3.2",null,"J77982","Ortéza kolena KO-31","s pelotou a dlahami, priedušná","PRO","SK","ks",{"v":0.1,"d":"10.00%"},72.67,72.67,{"v":0,"d":"0.00"},{"v":0,"d":"0.0000%"},{"v":0,"d":"0.00"},"I","OPR,ORT,RHB,TRA,CHI",9021]
[2567,"J4.3.3.2",null,"J92408","Ortéza kolenná TL140","neoprénová, bočné dlahy s dvojosím kĺbom; veľkosti S,M, L,XL","PRD","ES","ks",{"v":0.1,"d":"10.00%"},75.31,75.31,{"v":0,"d":"0.00"},{"v":0,"d":"0.0000%"},{"v":0,"d":"0.00"},"I","OPR,ORT,RHB,TRA,CHI",9021]
[2568,"J4.3.3.2",null,"J99551","Ortéza kolenná PLAYMAKER XPERT SLEEVE","veľkosti XS, S, M, L, XL, XXL, XXXL","DJY","US","ks",{"v":0.1,"d":"10.00%"},{"v":75.4,"d":"75.40"},{"v":75.4,"d":"75.40"},{"v":0,"d":"0.00"},{"v":0,"d":"0.0000%"},{"v":0,"d":"0.00"},"I","OPR,ORT,RHB,TRA,CHI",90210000]
[2569,"J4.3.3.2",null,"J93127","Ortéza kolenného kĺbu s dlahami","Z perforovaného neoprénu, veľkosti S,M,L,XL,XXL","REX","HU","ks",{"v":0.1,"d":"10.00%"},{"v":75.4,"d":"75.40"},{"v":75.4,"d":"75.40"},{"v":0,"d":"0.00"},{"v":0,"d":"0.0000%"},{"v":0,"d":"0.00"},"I","OPR,ORT,RHB,TRA,CHI",90211010]
[2570,"J4.3.3.2",null,"J31499","DRYTEX ECCONOMY HINGED KNEE","priedušná fixačná kolenná ortéza","DJY","US","ks",{"v":0.1,"d":"10.00%"},75.42,75.42,{"v":0,"d":"0.00"},{"v":0,"d":"0.0000%"},{"v":0,"d":"0.00"},"I","OPR,ORT,RHB,TRA,CHI",9021]
[2571,"J4.3.3.2","Z","J91779","Ortéza kolenného kĺbu model: EB-SK/2","priedušný materiál ProFit; veľkosť: S, M, L, XL, XXL","RE4","PL","ks",{"v":0.1,"d":"10.00%"},75.42,75.42,{"v":0,"d":"0.00"},{"v":0,"d":"0.0000%"},{"v":0,"d":"0.00"},"I","OPR,ORT,RHB,TRA,CHI",9021]
[2572,"J4.3.3.2",null,"J60246","GenumT3 Liga X / TriTex","priedušná,pravá, ľavá veľkosť XS-XXL","DRS","SE","ks",{"v":0.1,"d":"10.00%"},75.45,75.42,0.03,{"v":0.000398,"d":"0.0398%"},{"v":0,"d":"0.00"},"S","OPR,ORT,RHB,TRA,CHI",9021]
[2573,{"$nulls":3},"J4.3.3.3 Ortézy kolenného kĺbu s bočnou výstužou, dlahami s kĺbom na zapínanie I",{"$nulls":11},36.08,"ks"]
[2574,"J4.3.3.3",null,"J22129","KO - 3","neoprénová bandáž kolena","PRO","SK","ks",{"v":0.1,"d":"10.00%"},29.46,29.46,{"v":0,"d":"0.00"},{"v":0,"d":"0.0000%"},{"v":0,"d":"0.00"},"I","OPR,ORT,RHB,TRA,CHI",9021]
[2575,"J4.3.3.3",null,"J56581","Ortéza kolenná vystužená- zapínacia, ľavá, pravá",null,"REG","CZ","ks",{"v":0.1,"d":"10.00%"},30.56,30.56,{"v":0,"d":"0.00"},{"v":0,"d":"0.0000%"},{"v":0,"d":"0.00"},"I","OPR,ORT,RHB,TRA,CHI",9021]
[2576,"J4.3.3.3",null,"J35015","ORTÉZA ORTIKA OR-7B, KOLENO","krátka, liečebná s jednoosím kĺbom","OTK","CZ","ks",{"v":0.1,"d":"10.00%"},36.04,36.04,{"v":0,"d":"0.00"},{"v":0,"d":"0.0000%"},{"v":0,"d":"0.00"},"I","OPR,ORT,RHB,TRA,CHI",9021]
[2577,"J4.3.3.3",null,"J53694","KO 4","fixačná bandáž kolenného kĺbu dvojosá,neoprénová","PRO","SK","ks",{"v":0.1,"d":"10.00%"},36.08,36.08,{"v":0,"d":"0.00"},{"v":0,"d":"0.0000%"},{"v":0,"d":"0.00"},"I","OPR,ORT,RHB,TRA,CHI",9021]
[2578,"J4.3.3.3",null,"J53695","KO 5","fixačná bandáž kolena","PRO","SK","ks",{"v":0.1,"d":"10.00%"},36.08,36.08,{"v":0,"d":"0.00"},{"v":0,"d":"0.0000%"},{"v":0,"d":"0.00"},"I","OPR,ORT,RHB,TRA,CHI",9021]
[2579,"J4.3.3.3","Z","J30594","ORTEX 04 A","liečebná dlaha kolenného kĺbu s jednoduchým kĺbom","ORH","CZ","ks",{"v":0.1,"d":"10.00%"},36.08,36.08,{"v":0,"d":"0.00"},{"v":0,"d":"0.0000%"},{"v":0,"d":"0.00"},"I","OPR,ORT,RHB,TRA,CHI",9021]
[2580,"J4.3.3.3",null,"J76564","Bandáž kolena elastická","s dlahami s ohybom 2037","OME","US","ks",{"v":0.1,"d":"10.00%"},41.22,36.08,5.14,{"v":0.124697,"d":"12.4697%"},{"v":0,"d":"0.00"},"S","OPR,ORT,RHB,TRA,CHI",9021]
[2581,{"$nulls":3},"J4.3.3.4 Ortézy kolenného kĺbu s bočnou výstužou, dlahami s kĺbom na zapínanie II","zložitejšie",{"$nulls":10},64.48,"ks"]
[2582,"J4.3.3.4",null,"J89226","Ortéza kolena s pelotami a 2-osími dlahami","Sohatex, KO 32 veľkosti S,M,L,XL,XXL","PRO","SK","ks",{"v":0.1,"d":"10.00%"},23.76,23.76,{"v":0,"d":"0.00"},{"v":0,"d":"0.0000%"},{"v":0,"d":"0.00"},"I","OPR,ORT,RHB,TRA,CHI",9021]
[2583,"J4.3.3.4",null,"J89800","Ortéza kolenná s dlahami","S,M,L,XL,XXL","MNG","TW","ks",{"v":0.1,"d":"10.00%"},56.03,56.03,{"v":0,"d":"0.00"},{"v":0,"d":"0.0000%"},{"v":0,"d":"0.00"},"I","OPR,ORT,RHB,TRA,CHI",9021]
[2584,"J4.3.3.4",null,"J81782","Genu Direxa Offen 8353","ortéza kolena s postrannými kovovými dlahami XXS-XXL, rozopínateľná","OTO","DE","ks",{"v":0.1,"d":"10.00%"},56.63,56.63,{"v":0,"d":"0.00"},{"v":0,"d":"0.0000%"},{"v":0,"d":"0.00"},"I","OPR,ORT,RHB,TRA,CHI",9021]
[2585,"J4.3.3.4",null,"J92095","Ortéza kolenného kĺbu AM-OSK-O/2","odnímateľný 2-osový kĺb, kovové výstuže; veľ. S, M, L, XL, XXL","RE4","PL","ks",{"v":0.1,"d":"10.00%"},64.47,64.47,{"v":0,"d":"0.00"},{"v":0,"d":"0.0000%"},{"v":0,"d":"0.00"},"I","OPR,ORT,RHB,TRA,CHI",9021]
[2586,"J4.3.3.4",null,"J60236","GenumNT Liga X - EASE","kontrola hyperextenzie,pravá, ľavá, veľkosť S-XXL","DRS","SE","ks",{"v":0.1,"d":"10.00%"},64.48,64.48,{"v":0,"d":"0.00"},{"v":0,"d":"0.0000%"},{"v":0,"d":"0.00"},"I","OPR,ORT,RHB,TRA,CHI",9021]
[2587,"J4.3.3.4",null,"J39124","Ortéza kolena Genu LIGAFLEX","s kĺbom TM5+; rôzne velkosti","TLP","FR","ks",{"v":0.1,"d":"10.00%"},64.48,64.48,{"v":0,"d":"0.00"},{"v":0,"d":"0.0000%"},{"v":0,"d":"0.00"},"I","OPR,ORT,RHB,TRA,CHI",9021]
[2588,"J4.3.3.4","Z","J70588","REDDIE BRACE","dvojosý kĺb","DJY","US","ks",{"v":0.1,"d":"10.00%"},64.48,64.48,{"v":0,"d":"0.00"},{"v":0,"d":"0.0000%"},{"v":0,"d":"0.00"},"I","OPR,ORT,RHB,TRA,CHI",9021]
[2589,"J4.3.3.4",null,"J70581","DRYTEX ECO KNEE WRAP","drytexová pre osteoartrózu na zapínanie","DJY","US","ks",{"v":0.1,"d":"10.00%"},91.56,64.48,27.08,{"v":0.295762,"d":"29.5762%"},{"v":0,"d":"0.00"},"S","OPR,ORT,RHB,TRA,CHI",9021]
[2590,{"$nulls":3},"J4.3.4 Ortézy kolenného kĺbu statické, imobilizačné bez aretácie pohybu",{"$nulls":11},33.01,"ks"]
[2591,"J4.3.4",null,"J79192","LIGAFLEX IMMO 0 ° JUNIOR","detská imobilizačná dlaha, obvod stehna od 30- 35 cm","TLP","FR","ks",{"v":0.1,"d":"10.00%"},{"v":24.9,"d":"24.90"},{"v":24.9,"d":"24.90"},{"v":0,"d":"0.00"},{"v":0,"d":"0.0000%"},{"v":0,"d":"0.00"},"I","OPR,ORT,RHB,TRA,CHI",9021]
[2592,"J4.3.4",null,"J74441","Rigidna 0°","fixácia v plnej extenzii 0°,  pravá, ľavá","PRO","SK","ks",{"v":0.1,"d":"10.00%"},31.42,31.42,{"v":0,"d":"0.00"},{"v":0,"d":"0.0000%"},{"v":0,"d":"0.00"},"I","OPR,ORT,RHB,TRA,CHI",9021]
[2593,"J4.3.4",null,"J76582","Imobilizér kolena 4030",null,"OME","US","ks",{"v":0.1,"d":"10.00%"},31.68,31.68,{"v":0,"d":"0.00"},{"v":0,"d":"0.0000%"},{"v":0,"d":"0.00"},"I","OPR,ORT,RHB,TRA,CHI",9021]
[2594,"J4.3.4",null,"J30593","ORTEX 03","fixačná dlaha kolenného kĺbu pevná","ORH","CZ","ks",{"v":0.1,"d":"10.00%"},32.74,32.74,{"v":0,"d":"0.00"},{"v":0,"d":"0.0000%"},{"v":0,"d":"0.00"},"I","OPR,ORT,RHB,TRA,CHI",9021]
[2595,"J4.3.4",null,"J30596","ORTEX 05","fixačná dlaha kolenného kĺbu s 20-stupňovou flexiou","ORH","CZ","ks",{"v":0.1,"d":"10.00%"},32.74,32.74,{"v":0,"d":"0.00"},{"v":0,"d":"0.0000%"},{"v":0,"d":"0.00"},"I","OPR,ORT,RHB,TRA,CHI",9021]
[2596,"J4.3.4",null,"J93080","Dlaha kolenná imobilizačná 951","s otvorom na patellu, fixácia v plnej extenzii 0°","PRD","ES","ks",{"v":0.1,"d":"10.00%"},{"v":33,"d":"33.00"},{"v":33,"d":"33.00"},{"v":0,"d":"0.00"},{"v":0,"d":"0.0000%"},{"v":0,"d":"0.00"},"I","OPR,ORT,RHB,TRA,CHI",9021]
[2597,"J4.3.4",null,"J70605","3-PANEL KNEE SPLINT","pooperačná, imobilizačná","DJY","US","ks",{"v":0.1,"d":"10.00%"},33.01,33.01,{"v":0,"d":"0.00"},{"v":0,"d":"0.0000%"},{"v":0,"d":"0.00"},"I","OPR,ORT,RHB,TRA,CHI",9021]
[2598,"J4.3.4",null,"J39128","LIGAFLEX IMMO 0 st., fixačná dlaha","pevná","TLP","FR","ks",{"v":0.1,"d":"10.00%"},33.01,33.01,{"v":0,"d":"0.00"},{"v":0,"d":"0.0000%"},{"v":0,"d":"0.00"},"I","OPR,ORT,RHB,TRA,CHI",9021]
[2599,"J4.3.4","Z","J39129","LIGAFLEX IMMO 20 st","fixačná dlaha","TLP","FR","ks",{"v":0.1,"d":"10.00%"},33.01,33.01,{"v":0,"d":"0.00"},{"v":0,"d":"0.0000%"},{"v":0,"d":"0.00"},"I","OPR,ORT,RHB,TRA,CHI",9021]
[2600,"J4.3.4",null,"J28050","Kolenná dlaha",null,"GIB","FR","ks",{"v":0.1,"d":"10.00%"},{"v":33.4,"d":"33.40"},33.01,0.39,{"v":0.011677,"d":"1.1677%"},{"v":0,"d":"0.00"},"S","OPR,ORT,RHB,TRA,CHI",9021]
[2601,"J4.3.4",null,"J74442","Rigídna 20°","fixácia v plnej extenzii 20°,  pravá, ľavá","PRO","SK","ks",{"v":0.1,"d":"10.00%"},36.22,33.01,3.21,{"v":0.08862500000000001,"d":"8.8625%"},{"v":0,"d":"0.00"},"S","OPR,ORT,RHB,TRA,CHI",9021]
[2602,"J4.3.4",null,"J70407","ORTHOPOM 003 A","pevná fixácia kolena","OPO","CZ","ks",{"v":0.1,"d":"10.00%"},38.98,33.01,5.97,{"v":0.153155,"d":"15.3155%"},{"v":0,"d":"0.00"},"S","OPR,ORT,RHB,TRA,CHI",9021]
[2603,"J4.3.4",null,"J70650","ORTHOPOM 005","pravá,ľavá s flexiou","OPO","CZ","ks",{"v":0.1,"d":"10.00%"},38.98,33.01,5.97,{"v":0.153155,"d":"15.3155%"},{"v":0,"d":"0.00"},"S","OPR,ORT,RHB,TRA,CHI",9021]
[2604,"J4.3.4",null,"J34999","ORTÉZA ORTIKA OR-3A, KOLENO","PEVNÁ, PRIAMA","OTK","CZ","ks",{"v":0.1,"d":"10.00%"},39.28,33.01,6.27,{"v":0.15962300000000001,"d":"15.9623%"},{"v":0,"d":"0.00"},"S","OPR,ORT,RHB,TRA,CHI",9021]
[2605,"J4.3.4",null,"J69919","Genu Immobil 8060/8062","kolenná","OTO","SE","ks",{"v":0.1,"d":"10.00%"},39.31,33.01,{"v":6.3,"d":"6.30"},{"v":0.160265,"d":"16.0265%"},{"v":0,"d":"0.00"},"S","OPR,ORT,RHB,TRA,CHI",9021]
[2606,"J4.3.4",null,"J87656","GENUIMMO 0°","kolenná imobilizačná dlaha 0°","TLP","FR","ks",{"v":0.1,"d":"10.00%"},39.31,33.01,{"v":6.3,"d":"6.30"},{"v":0.160265,"d":"16.0265%"},{"v":0,"d":"0.00"},"S","OPR,ORT,RHB,TRA,CHI",902101000]
[2607,"J4.3.4",null,"J87657","GENUIMMO 20°","kolenná imobilizačná dlaha 20°","TLP","FR","ks",{"v":0.1,"d":"10.00%"},39.31,33.01,{"v":6.3,"d":"6.30"},{"v":0.160265,"d":"16.0265%"},{"v":0,"d":"0.00"},"S","OPR,ORT,RHB,TRA,CHI",902101000]
[2608,{"$nulls":3},"J4.3.5 Ortézy kolenného kĺbu s aretáciou pohybu"]
[2609,{"$nulls":3},"J4.3.5.1 Ortézy kolenného kĺbu s aretáciou pohybu, krátke",{"$nulls":11},80.72,"ks"]
[2610,"J4.3.5.1",null,"J89228","Ortéza kolena s aretáciou pohybu","Sohatex, KO 34 - S,M,L,XL,XXL","PRO","SK","ks",{"v":0.1,"d":"10.00%"},57.16,57.16,{"v":0,"d":"0.00"},{"v":0,"d":"0.0000%"},{"v":0,"d":"0.00"},"I","CHI, OPR, ORT, RHB, TRA",9021]
[2611,"J4.3.5.1",null,"J73152","protect.St","nastaviteľná flexia, extenzia","MDB","DE","ks",{"v":0.1,"d":"10.00%"},73.92,73.92,{"v":0,"d":"0.00"},{"v":0,"d":"0.0000%"},{"v":0,"d":"0.00"},"I","CHI, OPR, ORT, RHB, TRA",9021]
[2612,"J4.3.5.1",null,"J83873","Ortéza kolenného kĺbu s dlahami PT 0901","S, M, L, XL, XXL","PTM","PL","ks",{"v":0.1,"d":"10.00%"},75.42,75.42,{"v":0,"d":"0.00"},{"v":0,"d":"0.0000%"},{"v":0,"d":"0.00"},"I","CHI, OPR, ORT, RHB, TRA",6115109009]
[2613,"J4.3.5.1",null,"J94031","Ortéza kolena  TGO-C SK-Z 502","s polycentrickými dlahami","TIG","PL","ks",{"v":0.1,"d":"10.00%"},{"v":79,"d":"79.00"},{"v":79,"d":"79.00"},{"v":0,"d":"0.00"},{"v":0,"d":"0.0000%"},{"v":0,"d":"0.00"},"I","CHI, OPR, ORT, RHB, TRA",9021]
[2614,"J4.3.5.1",null,"J35016","ORTÉZA ORTIKA OR-31, KOLENO","elastická, s limitovaným rozsahom pohybu","OTK","CZ","ks",{"v":0.1,"d":"10.00%"},80.52,80.52,{"v":0,"d":"0.00"},{"v":0,"d":"0.0000%"},{"v":0,"d":"0.00"},"I","CHI, OPR, ORT, RHB, TRA",9021]
[2615,"J4.3.5.1",null,"J90593","Ortéza kolenného kĺbu - stabiliz., s kontrolou flexoextenzie","model TL16; veľkosť S, M, L, XL","PRD","ES","ks",{"v":0.1,"d":"10.00%"},{"v":80.7,"d":"80.70"},{"v":80.7,"d":"80.70"},{"v":0,"d":"0.00"},{"v":0,"d":"0.0000%"},{"v":0,"d":"0.00"},"I","CHI, OPR, ORT, RHB, TRA",9021]
[2616,"J4.3.5.1","Z","J39122","LIGAFLEX EVOLUTION R.O.M, kolenná ortéza",null,"TLP","FR","ks",{"v":0.1,"d":"10.00%"},80.72,80.72,{"v":0,"d":"0.00"},{"v":0,"d":"0.0000%"},{"v":0,"d":"0.00"},"I","CHI, OPR, ORT, RHB, TRA",9021]
[2617,"J4.3.5.1",null,"J30595","ORTEX 04B","Liečebná ortéza kolenného kĺbu s prestaviteľným kĺbom","ORH","CZ","ks",{"v":0.1,"d":"10.00%"},89.96,80.72,9.24,{"v":0.102712,"d":"10.2712%"},{"v":0,"d":"0.00"},"S","CHI, OPR, ORT, RHB, TRA",9021]
[2618,"J4.3.5.1",null,"J31482","DRYTEX HINGED KNEE","priedušná otréza kolena","DJY","US","ks",{"v":0.1,"d":"10.00%"},116.32,80.72,{"v":35.6,"d":"35.60"},{"v":0.306052,"d":"30.6052%"},{"v":0,"d":"0.00"},"S","CHI, OPR, ORT, RHB, TRA",9021]
[2619,"J4.3.5.1",null,"J31484","Drytex Playmaker","priedušná ortéza s výstužou","DJY","US","ks",{"v":0.1,"d":"10.00%"},212.76,80.72,132.04,{"v":0.620605,"d":"62.0605%"},{"v":0,"d":"0.00"},"S","CHI, OPR, ORT, RHB, TRA",9021]
[2620,"J4.3.5.1",null,"J80841","Ortéza kolena ACL Everyday right","pravá, pre väzivové kombinované instability","DJY","US","ks",{"v":0.1,"d":"10.00%"},266.14,80.72,185.42,{"v":0.696701,"d":"69.6701%"},{"v":0,"d":"0.00"},"S","CHI, OPR, ORT, RHB, TRA",9021]
[2621,"J4.3.5.1",null,"J80840","Ortéza kolena Armor fourcepoint left","ľavá, pre ťažké instability","DJY","US","ks",{"v":0.1,"d":"10.00%"},538.28,80.72,457.56,{"v":0.8500409999999999,"d":"85.0041%"},{"v":0,"d":"0.00"},"S","CHI, OPR, ORT, RHB, TRA",9021]
[2622,"J4.3.5.1",null,"J80839","Ortéza kolena Armor fourcepoint right","pravá, pre ťažké instability","DJY","US","ks",{"v":0.1,"d":"10.00%"},538.28,80.72,457.56,{"v":0.8500409999999999,"d":"85.0041%"},{"v":0,"d":"0.00"},"S","CHI, OPR, ORT, RHB, TRA",9021]
[2623,"J4.3.5.1",null,"J64802","Armor CI Left","ortéza pre kombinované instability ľavého kolena","DJY","US","ks",{"v":0.1,"d":"10.00%"},573.62,80.72,{"v":492.9,"d":"492.90"},{"v":0.8592799999999999,"d":"85.9280%"},{"v":0,"d":"0.00"},"S","CHI, OPR, ORT, RHB, TRA",9021]
[2624,{"$nulls":3},"J4.3.5.2 Ortézy kolenného kĺbu s aretáciou pohybu, dlhé I",{"$nulls":11},114.09,"ks"]
[2625,"J4.3.5.2",null,"J89801","Ortéza kolenná s nastaviteľným kĺbom","neoprénová","MNG","TW","ks",{"v":0.1,"d":"10.00%"},114.06,114.06,{"v":0,"d":"0.00"},{"v":0,"d":"0.0000%"},{"v":0,"d":"0.00"},"I","CHI, OPR, ORT, RHB, TRA",90211010]
[2626,"J4.3.5.2",null,"J90870","Ortéza kolenného kĺbu s kontrolou flexoextenzie","model CROM6N; univerzálna veľkosť, dĺžka 50cm","PRD","ES","ks",{"v":0.1,"d":"10.00%"},114.07,114.07,{"v":0,"d":"0.00"},{"v":0,"d":"0.0000%"},{"v":0,"d":"0.00"},"I","CHI, OPR, ORT, RHB, TRA",9021]
[2627,"J4.3.5.2","Z","J69920","Genu Immobil Vario 8065-1","kolenná","OTO","SE","ks",{"v":0.1,"d":"10.00%"},114.09,114.09,{"v":0,"d":"0.00"},{"v":0,"d":"0.0000%"},{"v":0,"d":"0.00"},"I","CHI, OPR, ORT, RHB, TRA",9021]
[2628,"J4.3.5.2",null,"J92683","TD BOLD ACL","štvorbodová fixačná kolenná ortéza s nastaviteľným rozsahom pohybu, pravá/ľavá","TLP","FR","ks",{"v":0.1,"d":"10.00%"},248.42,114.09,134.33,{"v":0.540737,"d":"54.0737%"},{"v":0,"d":"0.00"},"S","CHI, OPR, ORT, RHB, TRA",90210100]
[2629,"J4.3.5.2",null,"J92684","TD REBEL PRO","štvorbodová fixačná kolenná ortéza s nastaviteľným rozsahom pohybu, pravá/ľavá","TLP","FR","ks",{"v":0.1,"d":"10.00%"},297.59,114.09,{"v":183.5,"d":"183.50"},{"v":0.61662,"d":"61.6620%"},{"v":0,"d":"0.00"},"S","CHI, OPR, ORT, RHB, TRA",90210100]
[2630,{"$nulls":3},"J4.3.5.3 Ortézy kolenného kĺbu s aretáciou pohybu, dlhé II",{"$nulls":11},118.67,"ks"]
[2631,"J4.3.5.3",null,"J89227","Ortéza kolena s aretáciou pohybu","Sohatex, KO 33 - S,M,L,XL,XXL","PRO","SK","ks",{"v":0.1,"d":"10.00%"},{"v":91,"d":"91.00"},{"v":91,"d":"91.00"},{"v":0,"d":"0.00"},{"v":0,"d":"0.0000%"},{"v":0,"d":"0.00"},"I","CHI, OPR, ORT, RHB, TRA",9021]
[2632,"J4.3.5.3",null,"J76589","Stabilizátor kolena","4139, univerzálny, s nastaviteľnými kĺbmi","OME","TW","ks",{"v":0.1,"d":"10.00%"},{"v":99,"d":"99.00"},{"v":99,"d":"99.00"},{"v":0,"d":"0.00"},{"v":0,"d":"0.0000%"},{"v":0,"d":"0.00"},"I","CHI, OPR, ORT, RHB, TRA",90214000]
[2633,"J4.3.5.3",null,"J95160","Ortéza kolena teleskopická","AT53001, univerzálna veľkosť, s nastaviteľným rozsahom pohybu","ANK","PL","ks",{"v":0.1,"d":"10.00%"},{"v":105.3,"d":"105.30"},{"v":105.3,"d":"105.30"},{"v":0,"d":"0.00"},{"v":0,"d":"0.0000%"},{"v":0,"d":"0.00"},"I","CHI, OPR, ORT, RHB, TRA",90214000]
[2634,"J4.3.5.3",null,"J95161","Ortéza kolena teleskopická","AT53002, univerzálna veľkosť, s nastaviteľným rozsahom pohybu","ANK","PL","ks",{"v":0.1,"d":"10.00%"},{"v":105.3,"d":"105.30"},{"v":105.3,"d":"105.30"},{"v":0,"d":"0.00"},{"v":0,"d":"0.0000%"},{"v":0,"d":"0.00"},"I","CHI, OPR, ORT, RHB, TRA",90214000]
[2635,"J4.3.5.3",null,"J79193","LIGAFLEX POST-OP","kĺbová pooperačná kolenná dlaha, dlhá","TLP","FR","ks",{"v":0.1,"d":"10.00%"},110.64,110.64,{"v":0,"d":"0.00"},{"v":0,"d":"0.0000%"},{"v":0,"d":"0.00"},"I","CHI, OPR, ORT, RHB, TRA",9021]
[2636,"J4.3.5.3",null,"J94032","Ortéza kolena  TGO-E AP SK-O 509","s aretáciou pohybu","TIG","PL","ks",{"v":0.1,"d":"10.00%"},{"v":117,"d":"117.00"},{"v":117,"d":"117.00"},{"v":0,"d":"0.00"},{"v":0,"d":"0.0000%"},{"v":0,"d":"0.00"},"I","CHI, OPR, ORT, RHB, TRA",9021]
[2637,"J4.3.5.3",null,"J30591","ORTEX 01","vymedzený rozsah pohybu","ORH","CZ","ks",{"v":0.1,"d":"10.00%"},118.01,118.01,{"v":0,"d":"0.00"},{"v":0,"d":"0.0000%"},{"v":0,"d":"0.00"},"I","CHI, OPR, ORT, RHB, TRA",9021]
[2638,"J4.3.5.3",null,"J35017","ORTÉZA ORTIKA OR-1, KOLENO","s limitovaným rozsahom ohybu,univerzálna pre ľavú i pravú nohu,","OTK","CZ","ks",{"v":0.1,"d":"10.00%"},118.14,118.14,{"v":0,"d":"0.00"},{"v":0,"d":"0.0000%"},{"v":0,"d":"0.00"},"I","CHI, OPR, ORT, RHB, TRA",9021]
[2639,"J4.3.5.3",null,"J90871","Ortéza kolenného kĺbu s kontrolou flexoextenzie","model CROM6L; univerzálna veľkosť, dĺžka 60cm","PRD","ES","ks",{"v":0.1,"d":"10.00%"},{"v":118.6,"d":"118.60"},{"v":118.6,"d":"118.60"},{"v":0,"d":"0.00"},{"v":0,"d":"0.0000%"},{"v":0,"d":"0.00"},"I","CHI, OPR, ORT, RHB, TRA",9021]
[2640,"J4.3.5.3",null,"J35019","ORTÉZA ORTIKA OR-32, KOLENO","s limitovaným rozsahom ohybu - pevný rám","OTK","CZ","ks",{"v":0.1,"d":"10.00%"},{"v":118.6,"d":"118.60"},{"v":118.6,"d":"118.60"},{"v":0,"d":"0.00"},{"v":0,"d":"0.0000%"},{"v":0,"d":"0.00"},"I","CHI, OPR, ORT, RHB, TRA",9021]
[2641,"J4.3.5.3",null,"J74062","KO- 13","nastavenie extenzie a flexie od 0° do 90°","PRO","SK","ks",{"v":0.1,"d":"10.00%"},118.67,118.67,{"v":0,"d":"0.00"},{"v":0,"d":"0.0000%"},{"v":0,"d":"0.00"},"I","CHI, OPR, ORT, RHB, TRA",9021]
[2642,"J4.3.5.3",null,"J70403","ORTHOPOM 001","rozsah pohybu 0-120 \"","OPO","CZ","ks",{"v":0.1,"d":"10.00%"},118.67,118.67,{"v":0,"d":"0.00"},{"v":0,"d":"0.0000%"},{"v":0,"d":"0.00"},"I","CHI, OPR, ORT, RHB, TRA",9021]
[2643,"J4.3.5.3","Z","J64803","T-ROM","teleskopická ortéza","DJY","US","ks",{"v":0.1,"d":"10.00%"},118.67,118.67,{"v":0,"d":"0.00"},{"v":0,"d":"0.0000%"},{"v":0,"d":"0.00"},"I","CHI, OPR, ORT, RHB, TRA",9021]
[2644,"J4.3.5.3",null,"J53692","Ortéza kolena KO-12",null,"PRO","SK","ks",{"v":0.1,"d":"10.00%"},131.35,118.67,12.68,{"v":0.09653600000000001,"d":"9.6536%"},{"v":0,"d":"0.00"},"S","CHI, OPR, ORT, RHB, TRA",9021]
[2645,"J4.3.5.3",null,"J95672","Ortéza kolenná s nastaviteľným kľbom","kovový kľb, rozpetie 0°-120°","MPX","CZ","ks",{"v":0.1,"d":"10.00%"},{"v":118.8,"d":"118.80"},23.73,95.07,{"v":0.800253,"d":"80.0253%"},{"v":0,"d":"0.00"},"S","CHI, OPR, ORT, RHB, TRA",90211090]
[2646,{"$nulls":3},"J4.3.6 Ortézy kolenného kĺbu na stabilizáciu pately",{"$nulls":11},15.75,"ks"]
[2647,"J4.3.6",null,"J89802","Ortéza kolenná gumotextilná s fixáciou pately","S,M,L,XL,XXL","MING","TW","ks",{"v":0.1,"d":"10.00%"},15.05,15.05,{"v":0,"d":"0.00"},{"v":0,"d":"0.0000%"},{"v":0,"d":"0.00"},"I","OPR,ORT,RHB,TRA,CHI",9021]
[2648,"J4.3.6",null,"J76541","Návlek kolena","so silikónovou pelotou 1021","OME","US","ks",{"v":0.1,"d":"10.00%"},15.59,15.59,{"v":0,"d":"0.00"},{"v":0,"d":"0.0000%"},{"v":0,"d":"0.00"},"I","OPR,ORT,RHB,TRA,CHI",9021]
[2649,"J4.3.6",null,"J73155","protect.Genu","s viscoelastická kruhová pelota","MDB","DE","ks",{"v":0.1,"d":"10.00%"},15.71,15.71,{"v":0,"d":"0.00"},{"v":0,"d":"0.0000%"},{"v":0,"d":"0.00"},"I","OPR,ORT,RHB,TRA,CHI",9021]
[2650,"J4.3.6",null,"J72483","NK 525 Bandáž kolena so zosilnením okolo pately","patelárny otvor, vyberateľná výstuž, perforovaný neopr.","NKE","IT","ks",{"v":0.1,"d":"10.00%"},15.75,15.75,{"v":0,"d":"0.00"},{"v":0,"d":"0.0000%"},{"v":0,"d":"0.00"},"I","OPR,ORT,RHB,TRA,CHI",9021]
[2651,"J4.3.6","Z","J72484","NK 527 Bandáž kolena s podporou pately","perforovaný neoprén","NKE","IT","ks",{"v":0.1,"d":"10.00%"},15.75,15.75,{"v":0,"d":"0.00"},{"v":0,"d":"0.0000%"},{"v":0,"d":"0.00"},"I","OPR,ORT,RHB,TRA,CHI",9021]
[2652,"J4.3.6",null,"J56582","Ortéza kolenná bandáž",null,"REG","CZ","ks",{"v":0.1,"d":"10.00%"},15.75,15.75,{"v":0,"d":"0.00"},{"v":0,"d":"0.0000%"},{"v":0,"d":"0.00"},"I","OPR,ORT,RHB,TRA,CHI",9021]
[2653,"J4.3.6",null,"J76544","Stabilizačný návlek kolena","neoprénový s pelotou 1024","OME","US","ks",{"v":0.1,"d":"10.00%"},16.57,15.75,0.82,{"v":0.049486999999999996,"d":"4.9487%"},{"v":0,"d":"0.00"},"S","OPR,ORT,RHB,TRA,CHI",9021]
[2654,"J4.3.6",null,"J28047","Kolenná bandáž pately",null,"GIB","FR","ks",{"v":0.1,"d":"10.00%"},{"v":17.7,"d":"17.70"},15.75,1.95,{"v":0.110169,"d":"11.0169%"},{"v":0,"d":"0.00"},"S","OPR,ORT,RHB,TRA,CHI",9021]
[2655,"J4.3.6",null,"J39130","SILISTAB, kolenná ortéza so silikónovou vložkou",null,"TLP","FR","ks",{"v":0.1,"d":"10.00%"},20.74,15.75,4.99,{"v":0.24059799999999998,"d":"24.0598%"},{"v":0,"d":"0.00"},"S","OPR,ORT,RHB,TRA,CHI",9021]
[2656,"J4.3.6",null,"J60264","Nákolennica génium CoSMO","elastická bandáž kolena so silikónovou pelotou","DRS","SE","ks",{"v":0.1,"d":"10.00%"},23.76,15.75,8.01,{"v":0.337121,"d":"33.7121%"},{"v":0,"d":"0.00"},"S","OPR,ORT,RHB,TRA,CHI",9021]
[2657,"J4.3.6",null,"J99288","Ortéza kolenná GENUFORCE","rôzne veľkosti","DJY","US","ks",{"v":0.1,"d":"10.00%"},{"v":37,"d":"37.00"},15.75,21.25,{"v":0.5743240000000001,"d":"57.4324%"},{"v":0,"d":"0.00"},"S","OPR,ORT,RHB,TRA,CHI",90210000]
[2658,"J4.3.6",null,"J70786","Ortéza kolena KO-7","silikónová pelota a dlahy, neoprénová","PRO","SK","ks",{"v":0.1,"d":"10.00%"},38.39,15.75,22.64,{"v":0.589737,"d":"58.9737%"},{"v":0,"d":"0.00"},"S","OPR,ORT,RHB,TRA,CHI",9021]
[2659,"J4.3.6",null,"J53422","SPIRAL ELASTIC KNEE","mäkká na spevnenie pately pri subluxáciách","DJY","US","ks",{"v":0.1,"d":"10.00%"},40.01,15.75,24.26,{"v":0.606348,"d":"60.6348%"},{"v":0,"d":"0.00"},"S","OPR,ORT,RHB,TRA,CHI",9021]
[2660,"J4.3.6",null,"J60240","GenumNT Patella Stab - Short","laterálna,mediálna pelota,veľkosť XS-XXL","DRS","SE","ks",{"v":0.1,"d":"10.00%"},{"v":42.9,"d":"42.90"},15.75,27.15,{"v":0.6328670000000001,"d":"63.2867%"},{"v":0,"d":"0.00"},"S","OPR,ORT,RHB,TRA,CHI",9021]
[2661,"J4.3.6",null,"J53456","NEOPREN ADJUSTABLE PATELLA DONUT SUPPORT","(465-379) Fixátor pately so spevnením XS-XXL","DJY","US","ks",{"v":0.1,"d":"10.00%"},53.68,15.75,37.93,{"v":0.706595,"d":"70.6595%"},{"v":0,"d":"0.00"},"S","OPR,ORT,RHB,TRA,CHI",9021]
[2662,"J4.3.6",null,"J31493","DRYTEX LATERAL J BUTRESS SUPPORT - ľavá","kolenná ortéza s fixáciou patelly","DJY","US","ks",{"v":0.1,"d":"10.00%"},77.26,15.75,61.51,{"v":0.796143,"d":"79.6143%"},{"v":0,"d":"0.00"},"S","OPR,ORT,RHB,TRA,CHI",9021]
[2663,"J4.3.6",null,"J31492","DRYTEX LATERAL J BUTRESS SUPPORT - pravá","kolenná ortéza s fixáciou patelly","DJY","US","ks",{"v":0.1,"d":"10.00%"},77.26,15.75,61.51,{"v":0.796143,"d":"79.6143%"},{"v":0,"d":"0.00"},"S","OPR,ORT,RHB,TRA,CHI",9021]
[2664,{"$nulls":3},"J4.4 Derotačné ortézy dolných končatín"]
[2665,{"$nulls":3},"J4.5 Ostatné ortézy dolných končatín"]
[2666,{"$nulls":3},"J4.5.1 Bandáž stehnová pletená",{"$nulls":11},4.26,"ks"]
[2667,"J4.5.1","Z","J71244","Thuasne bandáž stehna","fixátor stehenných svalov,textilný","TLP","FR","ks",{"v":0.1,"d":"10.00%"},7.21,4.26,2.95,{"v":0.40915399999999996,"d":"40.9154%"},2.95,"S","OPR,ORT,RHB,TRA,CHI",9021]
[2668,{"$nulls":3},"J4.5.2 Bandáž stehnová neoprénová",{"$nulls":11},14.62,"ks"]
[2669,"J4.5.2",null,"J76592","Návlek na stehno","neoprénový 1040","OME","US","ks",{"v":0.2,"d":"20.00%"},12.43,12.43,{"v":0,"d":"0.00"},{"v":0,"d":"0.0000%"},{"v":0,"d":"0.00"},"I","OPR,ORT,RHB,TRA,CHI",63079010]
[2670,"J4.5.2",null,"J92197","Ortéza stehenná ochranná TL147","neoprénová, rady Top Line; veľkosti S, M, L, XL","PRD","ES","ks",{"v":0.2,"d":"20.00%"},{"v":14.6,"d":"14.60"},{"v":14.6,"d":"14.60"},{"v":0,"d":"0.00"},{"v":0,"d":"0.0000%"},{"v":0,"d":"0.00"},"I","OPR,ORT,RHB,TRA,CHI",63079010]
[2671,"J4.5.2",null,"J56583","Bandáž stehenná",null,"REG","CZ","ks",{"v":0.2,"d":"20.00%"},14.62,14.62,{"v":0,"d":"0.00"},{"v":0,"d":"0.0000%"},{"v":0,"d":"0.00"},"I","OPR,ORT,RHB,TRA,CHI",63079010]
[2672,"J4.5.2","Z","J79200","Neoprén. bandáž stehna Thuasne","anatomicky tvarovaná","TLP","FR","ks",{"v":0.2,"d":"20.00%"},14.62,14.62,{"v":0,"d":"0.00"},{"v":0,"d":"0.0000%"},{"v":0,"d":"0.00"},"I","OPR,ORT,RHB,TRA,CHI",63079010]
[2673,"J4.5.2",null,"J91776","Ortéza stehenná U-U","neoprénový materiál ActivPren; univerzálna veľkosť","RE4","PL","ks",{"v":0.2,"d":"20.00%"},16.62,14.62,{"v":2,"d":"2.00"},{"v":0.120337,"d":"12.0337%"},{"v":0,"d":"0.00"},"S","OPR,ORT,RHB,TRA,CHI",63079010]
[2674,"J4.5.2",null,"J70785","Bandáž neoprén","stehenné, ST-1/25, 1/30","PRO","SK","ks",{"v":0.2,"d":"20.00%"},19.66,14.62,5.04,{"v":0.256358,"d":"25.6358%"},{"v":0,"d":"0.00"},"S","OPR,ORT,RHB,TRA,CHI",63079010]
[2675,"J4.5.2",null,"J69590","Bandáž stehenná typ ST 21","veľkosť: S M  L XL","PRO","SK","ks",{"v":0.2,"d":"20.00%"},19.86,14.62,5.24,{"v":0.263847,"d":"26.3847%"},{"v":0,"d":"0.00"},"S","OPR,ORT,RHB,TRA,CHI",63079010]
[2676,{"$nulls":3},"J4.5.3 Bandáž lýtková",{"$nulls":11},9.6,"ks"]
[2677,"J4.5.3","Z","J90594","Ortéza lýtková","model P513; veľkosť S, M, L, XL","PRD","ES","ks",{"v":0.1,"d":"10.00%"},{"v":9.6,"d":"9.60"},{"v":9.6,"d":"9.60"},{"v":0,"d":"0.00"},{"v":0,"d":"0.0000%"},{"v":0,"d":"0.00"},"I","OPR,ORT,RHB,TRA,CHI",9021]
[2678,"J4.5.3",null,"J91780","Ortéza lýtková U-PU","neoprénový materiál ActivPren; univerzálna veľkosť","RE4","PL","ks",{"v":0.1,"d":"10.00%"},{"v":11.6,"d":"11.60"},{"v":9.6,"d":"9.60"},{"v":2,"d":"2.00"},{"v":0.17241399999999998,"d":"17.2414%"},{"v":0,"d":"0.00"},"S","OPR,ORT,RHB,TRA,CHI",9021]
[2679,"J4.5.3",null,"J60212","Calf support Pro","bandáž lýtka","DRS","SE","ks",{"v":0.1,"d":"10.00%"},{"v":12.7,"d":"12.70"},{"v":9.6,"d":"9.60"},{"v":3.1,"d":"3.10"},{"v":0.244094,"d":"24.4094%"},{"v":0,"d":"0.00"},"S","OPR,ORT,RHB,TRA,CHI",9021]
[2680,{"$nulls":3},"J4.5.4 Infrapatellárna páska",{"$nulls":11},6.61,"ks"]
[2681,"J4.5.4","Z","J22127","Neoprénová bandáž kolena KO - 1","infrapatellárna páska","PRO","SK","ks",{"v":0.1,"d":"10.00%"},6.61,6.61,{"v":0,"d":"0.00"},{"v":0,"d":"0.0000%"},{"v":0,"d":"0.00"},"I","OPR,ORT,RHB,TRA,CHI",9021]
[2682,"J4.5.4",null,"J92411","Páska infrapatelárna TL132","neoprénová, so silikónovou pelotou; univerzálna veľkosť","PRD","ES","ks",{"v":0.1,"d":"10.00%"},9.66,6.61,3.05,{"v":0.315735,"d":"31.5735%"},{"v":0,"d":"0.00"},"S","OPR,ORT,RHB,TRA,CHI",9021]
[2683,"J4.5.4",null,"J72481","HP 852 Páska infrapatelárna","vzduchová pelota","NKE","IT","ks",{"v":0.1,"d":"10.00%"},9.68,6.61,3.07,{"v":0.317149,"d":"31.7149%"},{"v":0,"d":"0.00"},"S","OPR,ORT,RHB,TRA,CHI",9021]
[2684,{"$nulls":3},"J4.5.5 Stabilizačná bandáž bedrového kĺbu",{"$nulls":11},20.29,"ks"]
[2685,"J4.5.5","Z","J35020","ORTÉZA ORTIKA OR-25, BEDROVÝ KĹB","stabilizačná bandáž bedrového kĺbu","OTK","CZ","ks",{"v":0.1,"d":"10.00%"},20.29,20.29,{"v":0,"d":"0.00"},{"v":0,"d":"0.0000%"},{"v":0,"d":"0.00"},"I","CHI, OPR, ORT, RHB, TRA",9021]
[2686,{"$nulls":3},"J5 Ortézy hornej končatiny"]
[2687,{"$nulls":3},"J5.1 Ortézy zápästia a ruky"]
[2688,{"$nulls":3},"J5.1.1 Ortézy zápästia a ruky bez výstuže",{"$nulls":11},6.34,"ks"]
[2689,"J5.1.1",null,"J76451","Návlek na zápästie elastický 2281",null,"OME","US","ks",{"v":0.2,"d":"20.00%"},3.86,3.86,{"v":0,"d":"0.00"},{"v":0,"d":"0.0000%"},{"v":0,"d":"0.00"},"I","CHI, NCH, OPR, ORT, RHB, TRA",63079010]
[2690,"J5.1.1",null,"J91408","Bandáž zápästia elastická","OR 29, dodáva sa vo veľkostiach XXS,XS,S,M,L,XL,XXL.","OTK","CZ","ks",{"v":0.1,"d":"10.00%"},3.91,3.91,{"v":0,"d":"0.00"},{"v":0,"d":"0.0000%"},{"v":0,"d":"0.00"},"I","CHI, NCH, OPR, ORT, RHB, TRA",9021]
[2691,"J5.1.1",null,"J22118","Neoprénová bandáž zápästia ZA - 1",null,"PRO","SK","ks",{"v":0.2,"d":"20.00%"},4.81,4.81,{"v":0,"d":"0.00"},{"v":0,"d":"0.0000%"},{"v":0,"d":"0.00"},"I","CHI, NCH, OPR, ORT, RHB, TRA",63079010]
[2692,"J5.1.1",null,"J76445","Bandáž zápästia 2083, elast.","univerzálna","OME","TW","ks",{"v":0.2,"d":"20.00%"},6.09,6.09,{"v":0,"d":"0.00"},{"v":0,"d":"0.0000%"},{"v":0,"d":"0.00"},"I","CHI, NCH, OPR, ORT, RHB, TRA",90214000]
[2693,"J5.1.1",null,"J76443","Bandáž zápästia elastická 2081","so suchým zipsom","OME","US","ks",{"v":0.2,"d":"20.00%"},6.21,6.21,{"v":0,"d":"0.00"},{"v":0,"d":"0.0000%"},{"v":0,"d":"0.00"},"I","CHI, NCH, OPR, ORT, RHB, TRA",63079010]
[2694,"J5.1.1",null,"J98532","Bandáž zápästia neoprénová ELAST 0001","univerzálna veľkosť","TNE","LV","ks",{"v":0.1,"d":"10.00%"},6.24,6.24,{"v":0,"d":"0.00"},{"v":0,"d":"0.0000%"},{"v":0,"d":"0.00"},"I","CHI, NCH, OPR, ORT, RHB, TRA",63079010]
[2695,"J5.1.1",null,"J91770","Ortéza zápästia AM-SN-01","neoprénový materiál ActivPren; univerzálna veľkosť","RE4","PL","ks",{"v":0.2,"d":"20.00%"},6.32,6.32,{"v":0,"d":"0.00"},{"v":0,"d":"0.0000%"},{"v":0,"d":"0.00"},"I","CHI, NCH, OPR, ORT, RHB, TRA",63079010]
[2696,"J5.1.1","Z","J83571","Bandáž na zápästie elastická PT0305","dlhá 1ks, zmiernenie bolesti, terapia zápalu","PTM","PL","ks",{"v":0.1,"d":"10.00%"},6.34,6.34,{"v":0,"d":"0.00"},{"v":0,"d":"0.0000%"},{"v":0,"d":"0.00"},"I","CHI, NCH, OPR, ORT, RHB, TRA",6115109009]
[2697,"J5.1.1",null,"J76435","Bandáž zápästia 1081","neoprénová","OME","US","ks",{"v":0.2,"d":"20.00%"},7.86,6.34,1.52,{"v":0.193384,"d":"19.3384%"},{"v":0,"d":"0.00"},"S","CHI, NCH, OPR, ORT, RHB, TRA",63079010]
[2698,"J5.1.1",null,"J76448","Bandáž zápästia elastická 2181",null,"OME","US","ks",{"v":0.2,"d":"20.00%"},7.86,6.34,1.52,{"v":0.193384,"d":"19.3384%"},{"v":0,"d":"0.00"},"S","CHI, NCH, OPR, ORT, RHB, TRA",63079010]
[2699,"J5.1.1",null,"J22119","Neoprénová bandáž zápästia ZA - 2",null,"PRO","SK","ks",{"v":0.2,"d":"20.00%"},7.86,6.34,1.52,{"v":0.193384,"d":"19.3384%"},{"v":0,"d":"0.00"},"S","CHI, NCH, OPR, ORT, RHB, TRA",63079010]
[2700,"J5.1.1",null,"J90867","Ortéza zápästná s popruhom ORTHOPRIM","model P503, veľkosť S, M, L, XL","PRD","ES","ks",{"v":0.2,"d":"20.00%"},7.86,6.34,1.52,{"v":0.193384,"d":"19.3384%"},{"v":0,"d":"0.00"},"S","CHI, NCH, OPR, ORT, RHB, TRA",63079010]
[2701,"J5.1.1",null,"J53403","NEOPREN BOOMERANG WRIST WRAP","(014) Fixátor zápästia univerzálny","DJY","US","ks",{"v":0.2,"d":"20.00%"},28.18,6.34,21.84,{"v":0.775018,"d":"77.5018%"},{"v":0,"d":"0.00"},"S","CHI, NCH, OPR, ORT, RHB, TRA",63079010]
[2702,{"$nulls":3},"J5.1.2 Ortézy zápästia a ruky s výstužou",{"$nulls":11},13.68,"ks"]
[2703,"J5.1.2",null,"J89807","Ortéza zápästná s dlahami","neoprénová","MNG","TW","ks",{"v":0.1,"d":"10.00%"},7.02,7.02,{"v":0,"d":"0.00"},{"v":0,"d":"0.0000%"},{"v":0,"d":"0.00"},"I","CHI, NCH, OPR, ORT, RHB, TRA",90211010]
[2704,"J5.1.2",null,"J22120","Neoprénová bandáž zápästia ZA - 3",null,"PRO","SK","ks",{"v":0.1,"d":"10.00%"},7.04,7.04,{"v":0,"d":"0.00"},{"v":0,"d":"0.0000%"},{"v":0,"d":"0.00"},"I","CHI, NCH, OPR, ORT, RHB, TRA",9021]
[2705,"J5.1.2",null,"J22121","Neoprénová bandáž zápästia ZA - 4",null,"PRO","SK","ks",{"v":0.1,"d":"10.00%"},7.26,7.26,{"v":0,"d":"0.00"},{"v":0,"d":"0.0000%"},{"v":0,"d":"0.00"},"I","CHI, NCH, OPR, ORT, RHB, TRA",9021]
[2706,"J5.1.2",null,"J76442","Ortéza zápästia 1289, coolpren.","s výstužou, S-XL","OME","TW","ks",{"v":0.1,"d":"10.00%"},9.74,9.74,{"v":0,"d":"0.00"},{"v":0,"d":"0.0000%"},{"v":0,"d":"0.00"},"I","CHI, NCH, OPR, ORT, RHB, TRA",90214000]
[2707,"J5.1.2",null,"J30599","ORTEX 07A","Fixačná dlaha zápästia - malá, ľavá,  dĺžka 17 cm","ORH","CZ","ks",{"v":0.1,"d":"10.00%"},10.64,10.64,{"v":0,"d":"0.00"},{"v":0,"d":"0.0000%"},{"v":0,"d":"0.00"},"I","CHI, NCH, OPR, ORT, RHB, TRA",9021]
[2708,"J5.1.2",null,"J30600","ORTEX 07B","Fixačná dlaha zápästia - malá, pravá, dĺžka 17 cm","ORH","CZ","ks",{"v":0.1,"d":"10.00%"},10.64,10.64,{"v":0,"d":"0.00"},{"v":0,"d":"0.0000%"},{"v":0,"d":"0.00"},"I","CHI, NCH, OPR, ORT, RHB, TRA",9021]
[2709,"J5.1.2",null,"J39132","DYNASTAB, ortéza zápästia",null,"TLP","FR","ks",{"v":0.1,"d":"10.00%"},11.52,11.52,{"v":0,"d":"0.00"},{"v":0,"d":"0.0000%"},{"v":0,"d":"0.00"},"I","CHI, NCH, OPR, ORT, RHB, TRA",9021]
[2710,"J5.1.2",null,"J89225","Ortéza zápästia a palca ZA 22, Sohatex","S,M,L,XL,XXL  vyhotovenie ľavé a pravé","PRO","SK","ks",{"v":0.1,"d":"10.00%"},12.01,12.01,{"v":0,"d":"0.00"},{"v":0,"d":"0.0000%"},{"v":0,"d":"0.00"},"I","CHI, NCH, OPR, ORT, RHB, TRA",9021]
[2711,"J5.1.2",null,"J30601","ORTEX 07C","Fixačná dlaha zápästia - stredná, ľavá, dĺžka 25 cm","ORH","CZ","ks",{"v":0.1,"d":"10.00%"},12.61,12.61,{"v":0,"d":"0.00"},{"v":0,"d":"0.0000%"},{"v":0,"d":"0.00"},"I","CHI, NCH, OPR, ORT, RHB, TRA",9021]
[2712,"J5.1.2",null,"J30602","ORTEX 07D","Fixačná dlaha zápästia - stredná, pravá, dĺžka 25 cm","ORH","CZ","ks",{"v":0.1,"d":"10.00%"},12.61,12.61,{"v":0,"d":"0.00"},{"v":0,"d":"0.0000%"},{"v":0,"d":"0.00"},"I","CHI, NCH, OPR, ORT, RHB, TRA",9021]
[2713,"J5.1.2",null,"J94084","Ortéza zápästia STY7801G","S,M,L,XL,XXL, so silkónovou pelotou","ZSS","CN","ks",{"v":0.1,"d":"10.00%"},13.25,13.25,{"v":0,"d":"0.00"},{"v":0,"d":"0.0000%"},{"v":0,"d":"0.00"},"I","CHI, NCH, OPR, ORT, RHB, TRA",9021]
[2714,"J5.1.2",null,"J94659","Ortéza zápästia ZA 52","12 cm, s dlahami a šnurovaním; M-XL","PRO","SK","ks",{"v":0.1,"d":"10.00%"},13.33,13.33,{"v":0,"d":"0.00"},{"v":0,"d":"0.0000%"},{"v":0,"d":"0.00"},"I","CHI, NCH, OPR, ORT, RHB, TRA",9021]
[2715,"J5.1.2",null,"J70420","ORTHOPOM 011 B","fixačná dlaha zápästia univerzálna","OPO","CZ","ks",{"v":0.1,"d":"10.00%"},13.41,13.41,{"v":0,"d":"0.00"},{"v":0,"d":"0.0000%"},{"v":0,"d":"0.00"},"I","CHI, NCH, OPR, ORT, RHB, TRA",9021]
[2716,"J5.1.2",null,"J89808","Ortéza zápastná s fixáciou palca","neprénová s dlahami","MNG","TW","ks",{"v":0.1,"d":"10.00%"},{"v":13.6,"d":"13.60"},{"v":13.6,"d":"13.60"},{"v":0,"d":"0.00"},{"v":0,"d":"0.0000%"},{"v":0,"d":"0.00"},"I","CHI, NCH, OPR, ORT, RHB, TRA",90211010]
[2717,"J5.1.2",null,"J72472","NK 109 Ortéza zápästia imobilizačná",null,"NKE","IT","ks",{"v":0.1,"d":"10.00%"},13.61,13.61,{"v":0,"d":"0.00"},{"v":0,"d":"0.0000%"},{"v":0,"d":"0.00"},"I","CHI, NCH, OPR, ORT, RHB, TRA",9021]
[2718,"J5.1.2",null,"J94037","Ortéza zápästia so stabilizáciou prstov AM-D-02","priedušný trojvrstvový materiál, veľkosti M, L","RE4","PL","ks",{"v":0.1,"d":"10.00%"},13.61,13.61,{"v":0,"d":"0.00"},{"v":0,"d":"0.0000%"},{"v":0,"d":"0.00"},"I","CHI, NCH, OPR, ORT, RHB, TRA",9021]
[2719,"J5.1.2",null,"J93076","Ortéza zápästia, ruky a palca C70","s kovovou dlahou, nastaviteľným tlakom; veľkosti S, M, L, XL","PRD","ES","ks",{"v":0.1,"d":"10.00%"},13.61,13.61,{"v":0,"d":"0.00"},{"v":0,"d":"0.0000%"},{"v":0,"d":"0.00"},"I","CHI, NCH, OPR, ORT, RHB, TRA",9021]
[2720,"J5.1.2",null,"J80831","Ortéza zápästia Sohatex ZA 31 s dlahou","pravá, ľavá - veľ. S,M,L","PRO","SK","ks",{"v":0.1,"d":"10.00%"},13.65,13.65,{"v":0,"d":"0.00"},{"v":0,"d":"0.0000%"},{"v":0,"d":"0.00"},"I","CHI, NCH, OPR, ORT, RHB, TRA",9021]
[2721,"J5.1.2",null,"J83596","Stabilizátor zápästia ľavý/pravý PT 0221","S, M, L, XL, XXL","PTM","PL","ks",{"v":0.1,"d":"10.00%"},13.65,13.65,{"v":0,"d":"0.00"},{"v":0,"d":"0.0000%"},{"v":0,"d":"0.00"},"I","CHI, NCH, OPR, ORT, RHB, TRA",6115109009]
[2722,"J5.1.2",null,"J93120","Stabilizátor zápästia pravý / ľavý","Fixácia a posilnenie zápästia, veľkosti S,M,L,XL","REX","HU","ks",{"v":0.1,"d":"10.00%"},13.65,13.65,{"v":0,"d":"0.00"},{"v":0,"d":"0.0000%"},{"v":0,"d":"0.00"},"I","CHI, NCH, OPR, ORT, RHB, TRA",90211010]
[2723,"J5.1.2",null,"J94658","Ortéza zápästia ZA 51","20cm, s dlahami a šnurovaním; M-XL","PRO","SK","ks",{"v":0.1,"d":"10.00%"},13.66,13.66,{"v":0,"d":"0.00"},{"v":0,"d":"0.0000%"},{"v":0,"d":"0.00"},"I","CHI, NCH, OPR, ORT, RHB, TRA",9021]
[2724,"J5.1.2",null,"J70594","DE-LUXE WRIST",null,"DJY","US","ks",{"v":0.1,"d":"10.00%"},13.68,13.68,{"v":0,"d":"0.00"},{"v":0,"d":"0.0000%"},{"v":0,"d":"0.00"},"I","CHI, NCH, OPR, ORT, RHB, TRA",9021]
[2725,"J5.1.2",null,"J83500","LIGAFLEX CLASSIC","imobilizačná dlaha na zápästie","TLP","FR","ks",{"v":0.1,"d":"10.00%"},13.68,13.68,{"v":0,"d":"0.00"},{"v":0,"d":"0.0000%"},{"v":0,"d":"0.00"},"I","CHI, NCH, OPR, ORT, RHB, TRA",902101000]
[2726,"J5.1.2",null,"J79194","LIGAFLEX CLASSIC JUNIOR","detská imobilizačná dlaha na zápästie","TLP","FR","ks",{"v":0.1,"d":"10.00%"},13.68,13.68,{"v":0,"d":"0.00"},{"v":0,"d":"0.0000%"},{"v":0,"d":"0.00"},"I","CHI, NCH, OPR, ORT, RHB, TRA",9021]
[2727,"J5.1.2",null,"J79195","LIGAFLEX MANU JUNIOR","detská imobilizačná dlaha na zápästie a palec","TLP","FR","ks",{"v":0.1,"d":"10.00%"},13.68,13.68,{"v":0,"d":"0.00"},{"v":0,"d":"0.0000%"},{"v":0,"d":"0.00"},"I","CHI, NCH, OPR, ORT, RHB, TRA",9021]
[2728,"J5.1.2",null,"J39131","LIGAFLEX MANU, ortéza zápästia a palca",null,"TLP","FR","ks",{"v":0.1,"d":"10.00%"},13.68,13.68,{"v":0,"d":"0.00"},{"v":0,"d":"0.0000%"},{"v":0,"d":"0.00"},"I","CHI, NCH, OPR, ORT, RHB, TRA",9021]
[2729,"J5.1.2",null,"J30603","ORTEX 07E","Fixačná dlaha zápästia - veľká, ľavá, dĺžka 30 cm","ORH","CZ","ks",{"v":0.1,"d":"10.00%"},13.68,13.68,{"v":0,"d":"0.00"},{"v":0,"d":"0.0000%"},{"v":0,"d":"0.00"},"I","CHI, NCH, OPR, ORT, RHB, TRA",9021]
[2730,"J5.1.2",null,"J30604","ORTEX 07F","Fixačná dlaha zápästia - veľká, pravá, dĺžka 30 cm","ORH","CZ","ks",{"v":0.1,"d":"10.00%"},13.68,13.68,{"v":0,"d":"0.00"},{"v":0,"d":"0.0000%"},{"v":0,"d":"0.00"},"I","CHI, NCH, OPR, ORT, RHB, TRA",9021]
[2731,"J5.1.2",null,"J89850","ORTEX 07H","Ortéza zápästná fixačná - univerzálna","ORH","CZ","ks",{"v":0.1,"d":"10.00%"},13.68,13.68,{"v":0,"d":"0.00"},{"v":0,"d":"0.0000%"},{"v":0,"d":"0.00"},"I","CHI, NCH, OPR, ORT, RHB, TRA",9021]
[2732,"J5.1.2",null,"J35034","ORTÉZA ORTIKA OR-10/25","zápästie - liečebná, ľavé a pravé prevedenie","OTK","CZ","ks",{"v":0.1,"d":"10.00%"},13.68,13.68,{"v":0,"d":"0.00"},{"v":0,"d":"0.0000%"},{"v":0,"d":"0.00"},"I","CHI, NCH, OPR, ORT, RHB, TRA",9021]
[2733,"J5.1.2",null,"J90586","Ortéza zápästia","model N562; Ľ / P, veľkosť S, M, L","PRD","ES","ks",{"v":0.1,"d":"10.00%"},13.68,13.68,{"v":0,"d":"0.00"},{"v":0,"d":"0.0000%"},{"v":0,"d":"0.00"},"I","CHI, NCH, OPR, ORT, RHB, TRA",9021]
[2734,"J5.1.2",null,"J90587","Ortéza zápästia","model 931; Ľ / P, veľkosť S, M, L, XL","PRD","ES","ks",{"v":0.1,"d":"10.00%"},13.68,13.68,{"v":0,"d":"0.00"},{"v":0,"d":"0.0000%"},{"v":0,"d":"0.00"},"I","CHI, NCH, OPR, ORT, RHB, TRA",9021]
[2735,"J5.1.2",null,"J90588","Ortéza zápästia","model C8; Ľ / P, veľkosť S, M, L, XL","PRD","ES","ks",{"v":0.1,"d":"10.00%"},13.68,13.68,{"v":0,"d":"0.00"},{"v":0,"d":"0.0000%"},{"v":0,"d":"0.00"},"I","CHI, NCH, OPR, ORT, RHB, TRA",9021]
[2736,"J5.1.2",null,"J91603","Ortéza zápästia a ruky","model C50; Ľ / P, veľkosť S, M, L, XL","PRD","ES","ks",{"v":0.1,"d":"10.00%"},13.68,13.68,{"v":0,"d":"0.00"},{"v":0,"d":"0.0000%"},{"v":0,"d":"0.00"},"I","CHI, NCH, OPR, ORT, RHB, TRA",9021]
[2737,"J5.1.2",null,"J91604","Ortéza zápästia a ruky","model C60; Ľ / P, veľkosť S, M, L, XL","PRD","ES","ks",{"v":0.1,"d":"10.00%"},13.68,13.68,{"v":0,"d":"0.00"},{"v":0,"d":"0.0000%"},{"v":0,"d":"0.00"},"I","CHI, NCH, OPR, ORT, RHB, TRA",9021]
[2738,"J5.1.2","Z","J86975","Stabilizujúca ortéza zápästia a palca 0332","imobilizačná ortéza na zápästie a palec","TLP","FR","ks",{"v":0.1,"d":"10.00%"},13.68,13.68,{"v":0,"d":"0.00"},{"v":0,"d":"0.0000%"},{"v":0,"d":"0.00"},"I","CHI, NCH, OPR, ORT, RHB, TRA",902101000]
[2739,"J5.1.2",null,"J89440","Bandáž zápästia","S, M, L, XL, XXL","AAO","GR","ks",{"v":0.1,"d":"10.00%"},13.73,13.68,0.05,{"v":0.0036420000000000003,"d":"0.3642%"},{"v":0,"d":"0.00"},"S","CHI, NCH, OPR, ORT, RHB, TRA",9021]
[2740,"J5.1.2",null,"J90207","Bandáž zápästia protect.Manu active","textilná elastická bandáž so spevnením elastickou páskou","MDB","DE","ks",{"v":0.1,"d":"10.00%"},14.19,13.68,0.51,{"v":0.035941,"d":"3.5941%"},{"v":0,"d":"0.00"},"S","CHI, NCH, OPR, ORT, RHB, TRA",9021]
[2741,"J5.1.2",null,"J28040","Dlaha zápästia",null,"GIB","FR","ks",{"v":0.1,"d":"10.00%"},{"v":15.1,"d":"15.10"},13.68,1.42,{"v":0.09404,"d":"9.4040%"},{"v":0,"d":"0.00"},"S","CHI, NCH, OPR, ORT, RHB, TRA",9021]
[2742,"J5.1.2",null,"J39133","LIGAFLEX, ortéza zápästia textilná",null,"TLP","FR","ks",{"v":0.1,"d":"10.00%"},15.46,13.68,1.78,{"v":0.115136,"d":"11.5136%"},{"v":0,"d":"0.00"},"S","CHI, NCH, OPR, ORT, RHB, TRA",9021]
[2743,"J5.1.2",null,"J70592","COMFORTFORM WRIST left","ľavá, zápästná","DJY","US","ks",{"v":0.1,"d":"10.00%"},16.86,13.68,3.18,{"v":0.188612,"d":"18.8612%"},{"v":0,"d":"0.00"},"S","CHI, NCH, OPR, ORT, RHB, TRA",9021]
[2744,"J5.1.2",null,"J70593","COMFORTFORM WRIST right","pravá, zápästná","DJY","US","ks",{"v":0.1,"d":"10.00%"},16.86,13.68,3.18,{"v":0.188612,"d":"18.8612%"},{"v":0,"d":"0.00"},"S","CHI, NCH, OPR, ORT, RHB, TRA",9021]
[2745,"J5.1.2",null,"J53677","Bandáž gumotextilná ZA-23 zápästná",null,"PRO","SK","ks",{"v":0.1,"d":"10.00%"},17.36,13.68,3.68,{"v":0.211982,"d":"21.1982%"},{"v":0,"d":"0.00"},"S","CHI, NCH, OPR, ORT, RHB, TRA",9021]
[2746,"J5.1.2",null,"J91771","Ortéza zápästia a ruky EB-N-01","priedušný materiál ProFit; veľkosti S, M, L, XL","RE4","PL","ks",{"v":0.1,"d":"10.00%"},17.69,13.68,4.01,{"v":0.226682,"d":"22.6682%"},{"v":0,"d":"0.00"},"S","CHI, NCH, OPR, ORT, RHB, TRA",9021]
[2747,"J5.1.2",null,"J94639","Ortéza zápästia a palca biokeramická 3182","dlhá, so sťahujúcou páskou a kovovou dlahou, pravá/ľavá, S-XL","OME","TW","ks",{"v":0.1,"d":"10.00%"},{"v":19.8,"d":"19.80"},13.68,6.12,{"v":0.309091,"d":"30.9091%"},{"v":0,"d":"0.00"},"S","CHI, NCH, OPR, ORT, RHB, TRA",90214000]
[2748,"J5.1.2",null,"J81778","Manu ComforT 4055","s kovovou palmárnou dlahou, pravá/ľavá, XS-XXL","OTO","DE","ks",{"v":0.1,"d":"10.00%"},20.42,13.68,6.74,{"v":0.330069,"d":"33.0069%"},{"v":0,"d":"0.00"},"S","CHI, NCH, OPR, ORT, RHB, TRA",9021]
[2749,"J5.1.2",null,"J53678","ZA 24","zápästia, veľkosti S M L XL XXL","PRO","SK","ks",{"v":0.1,"d":"10.00%"},23.25,13.68,9.57,{"v":0.41161299999999995,"d":"41.1613%"},{"v":0,"d":"0.00"},"S","CHI, NCH, OPR, ORT, RHB, TRA",9021]
[2750,"J5.1.2",null,"J83703","Manu Sensa 50P13","ortéza zápästia s priedušného materiálu s vyberateľnou dlahou, veľ. XS-XXL, pravá/ľavá","OTO","DE","ks",{"v":0.1,"d":"10.00%"},23.76,13.68,10.08,{"v":0.424242,"d":"42.4242%"},{"v":0,"d":"0.00"},"S","CHI, NCH, OPR, ORT, RHB, TRA",9021]
[2751,{"$nulls":3},"J5.2 Ortézy prstov"]
[2752,{"$nulls":3},"J5.2.1 Ortézy prstov","jednoduchá",{"$nulls":10},1.53,"ks"]
[2753,"J5.2.1",null,"J79199","FINGER SPLINT THUASNE","polypropylénová dlaha na články prstov","TLP","FR","ks",{"v":0.1,"d":"10.00%"},1.45,1.45,{"v":0,"d":"0.00"},{"v":0,"d":"0.0000%"},{"v":0,"d":"0.00"},"I","OPR,ORT,RHB,TRA,CHI",9021]
[2754,"J5.2.1","Z","J39106","Dlaha na fixáciu prstov A1","krátka, 50x17 mm","ERI","CZ","ks",{"v":0.1,"d":"10.00%"},1.53,1.53,{"v":0,"d":"0.00"},{"v":0,"d":"0.0000%"},{"v":0,"d":"0.00"},"I","OPR,ORT,RHB,TRA,CHI",9021]
[2755,"J5.2.1",null,"J60065","Open Air - STAX","fixačná dlaha na končeky prstov","DRS","SE","ks",{"v":0.1,"d":"10.00%"},5.02,1.53,3.49,{"v":0.695219,"d":"69.5219%"},{"v":0,"d":"0.00"},"S","OPR,ORT,RHB,TRA,CHI",9021]
[2756,{"$nulls":3},"J5.2.2 Ortézy prstov","zložitá",{"$nulls":10},1.99,"ks"]
[2757,"J5.2.2",null,"J58432","Dlaha na fixáciu prstov A2","stredná, 75x18 mm","ERI","CZ","ks",{"v":0.1,"d":"10.00%"},1.99,1.99,{"v":0,"d":"0.00"},{"v":0,"d":"0.0000%"},{"v":0,"d":"0.00"},"I","OPR,ORT,RHB,TRA,CHI,PCH",9021]
[2758,"J5.2.2","Z","J58433","Dlaha na fixáciu prstov A3","dlhá, 90 x 20 mm","ERI","CZ","ks",{"v":0.1,"d":"10.00%"},1.99,1.99,{"v":0,"d":"0.00"},{"v":0,"d":"0.0000%"},{"v":0,"d":"0.00"},"I","OPR,ORT,RHB,TRA,CHI,PCH",9021]
[2759,"J5.2.2",null,"J93077","Dlaha na fixáciu prsta ruky 941","opakovane tvarovateľná, s penovou výstelkou; veľkosti S,M,L","PRD","ES","ks",{"v":0.1,"d":"10.00%"},2.09,1.99,{"v":0.1,"d":"0.10"},{"v":0.047847,"d":"4.7847%"},{"v":0,"d":"0.00"},"S","OPR,ORT,RHB,TRA,CHI,PCH",9021]
[2760,"J5.2.2",null,"J93078","Dlaha na fixáciu prsta ruky 947","plastová, na extenziu distálneho kĺbu; rôzne veľkosti","PRD","ES","ks",{"v":0.1,"d":"10.00%"},2.14,1.99,0.15,{"v":0.070093,"d":"7.0093%"},{"v":0,"d":"0.00"},"S","OPR,ORT,RHB,TRA,CHI,PCH",9021]
[2761,"J5.2.2",null,"J70156","Dlaha na fixáciu prstov","F 1,2,3","ERI","CZ","ks",{"v":0.1,"d":"10.00%"},2.14,1.99,0.15,{"v":0.070093,"d":"7.0093%"},{"v":0,"d":"0.00"},"S","OPR,ORT,RHB,TRA,CHI,PCH",9021]
[2762,"J5.2.2",null,"J59565","ORTEX 022","fixácia prstov","ORH","CZ","ks",{"v":0.1,"d":"10.00%"},9.13,1.99,7.14,{"v":0.782037,"d":"78.2037%"},{"v":0,"d":"0.00"},"S","OPR,ORT,RHB,TRA,CHI,PCH",9021]
[2763,{"$nulls":3},"J5.2.3 Ortézy prstov","špeciálna",{"$nulls":10},8.55,"ks"]
[2764,"J5.2.3","Z","J71246","LIGAFLEX","na palec","TLP","FR","ks",{"v":0.1,"d":"10.00%"},8.55,8.55,{"v":0,"d":"0.00"},{"v":0,"d":"0.0000%"},{"v":0,"d":"0.00"},"I","OPR,ORT,RHB,TRA,CHI,PCH",9021]
[2765,"J5.2.3",null,"J59563","ORTEX 020","na palec","ORH","CZ","ks",{"v":0.1,"d":"10.00%"},9.23,8.55,0.68,{"v":0.073673,"d":"7.3673%"},{"v":0,"d":"0.00"},"S","OPR,ORT,RHB,TRA,CHI,PCH",9021]
[2766,"J5.2.3",null,"J28043","Ortéza zápästia Gibaud","Spevňovač zápästia a palca","GIB","FR","ks",{"v":0.1,"d":"10.00%"},11.22,8.55,2.67,{"v":0.237968,"d":"23.7968%"},{"v":0,"d":"0.00"},"S","OPR,ORT,RHB,TRA,CHI,PCH",9021]
[2767,"J5.2.3",null,"J88899","RHIZOIMMO","statická dlaha na palec, priedušná","TLP","FR","ks",{"v":0.1,"d":"10.00%"},13.89,8.55,5.34,{"v":0.384449,"d":"38.4449%"},{"v":0,"d":"0.00"},"S","OPR,ORT,RHB,TRA,CHI,PCH",902101000]
[2768,"J5.2.3",null,"J78484","Ortéza palca 50A4",null,"OTO","DE","ks",{"v":0.1,"d":"10.00%"},{"v":15,"d":"15.00"},8.55,6.45,{"v":0.43,"d":"43.0000%"},{"v":0,"d":"0.00"},"S","OPR,ORT,RHB,TRA,CHI,PCH",9021]
[2769,{"$nulls":3},"J5.3 Ortézy lakťa"]
[2770,{"$nulls":3},"J5.3.1 Ortézy lakťa bez výstuže",{"$nulls":11},5.68,"ks"]
[2771,"J5.3.1",null,"J76469","Návlek lakťa 2280",null,"OME","US","ks",{"v":0.2,"d":"20.00%"},5.66,5.66,{"v":0,"d":"0.00"},{"v":0,"d":"0.0000%"},{"v":0,"d":"0.00"},"I","OPR,ORT,RHB,TRA,CHI",63079010]
[2772,"J5.3.1","Z","J83570","Bandáž na lakeť elastická PT0304","Zmiernenie bolesti a opuchov","PTM","PL","ks",{"v":0.1,"d":"10.00%"},5.68,5.68,{"v":0,"d":"0.00"},{"v":0,"d":"0.0000%"},{"v":0,"d":"0.00"},"I","OPR,ORT,RHB,TRA,CHI",6115109009]
[2773,"J5.3.1",null,"J76467","Návlek lakťa elastický 2085",null,"OME","US","ks",{"v":0.2,"d":"20.00%"},5.85,5.68,0.17,{"v":0.029060000000000002,"d":"2.9060%"},{"v":0,"d":"0.00"},"S","OPR,ORT,RHB,TRA,CHI",63079010]
[2774,"J5.3.1",null,"J88669","Maxis S LINE, lakťový návlek",null,"MAX","CZ","ks",{"v":0.2,"d":"20.00%"},6.48,5.68,{"v":0.8,"d":"0.80"},{"v":0.12345700000000001,"d":"12.3457%"},{"v":0,"d":"0.00"},"S","OPR,ORT,RHB,TRA,CHI",63079010]
[2775,"J5.3.1",null,"J70791","Bandáž elastická, lakťová","veľkosti S, M, L, XL","IGB","FR","ks",{"v":0.2,"d":"20.00%"},7.46,5.68,1.78,{"v":0.238606,"d":"23.8606%"},{"v":0,"d":"0.00"},"S","OPR,ORT,RHB,TRA,CHI",63079010]
[2776,"J5.3.1",null,"J69589","Bandáž lakťa typ LA 21","veľkosť: S M L XL","PRO","SK","ks",{"v":0.2,"d":"20.00%"},{"v":12.5,"d":"12.50"},5.68,6.82,{"v":0.5456,"d":"54.5600%"},{"v":0,"d":"0.00"},"S","OPR,ORT,RHB,TRA,CHI",63079010]
[2777,"J5.3.1",null,"J98542","Ortéza lakťová TONUS 0211","neoprénová; veľkosti S, M, L, XL","TNE","LV","ks",{"v":0.1,"d":"10.00%"},5.58,1.12,4.46,{"v":0.799283,"d":"79.9283%"},{"v":0,"d":"0.00"},"S","OPR,ORT,RHB,TRA,CHI",63079010]
[2778,{"$nulls":3},"J5.3.2 Ortézy lakťa s výstužou",{"$nulls":11},14.27,"ks"]
[2779,"J5.3.2",null,"J93125","Stabilizátor lakťového kĺbu","Ortopedický, s pelotou, veľkosti S,M,L,XL","REX","HU","ks",{"v":0.1,"d":"10.00%"},13.08,13.08,{"v":0,"d":"0.00"},{"v":0,"d":"0.0000%"},{"v":0,"d":"0.00"},"I","OPR,ORT,RHB,TRA,CHI",90211010]
[2780,"J5.3.2",null,"J89810","Ortéza lakťová gumotextilná","so silikónovou pelotou","MNG","TW","ks",{"v":0.1,"d":"10.00%"},14.19,14.19,{"v":0,"d":"0.00"},{"v":0,"d":"0.0000%"},{"v":0,"d":"0.00"},"I","OPR,ORT,RHB,TRA,CHI",90211010]
[2781,"J5.3.2",null,"J94083","Ortéza lakťa STE6801G","S,M,L,XL,XXL, so silkónovou pelotou","ZSS","CN","ks",{"v":0.1,"d":"10.00%"},{"v":14.2,"d":"14.20"},{"v":14.2,"d":"14.20"},{"v":0,"d":"0.00"},{"v":0,"d":"0.0000%"},{"v":0,"d":"0.00"},"I","OPR,ORT,RHB,TRA,CHI",9021]
[2782,"J5.3.2",null,"J91403","Bandáž lakťového kĺbu","OR 4G, dodáva sa vo veľkostiach S,M,L,XL,XXL.","OTK","CZ","ks",{"v":0.1,"d":"10.00%"},14.26,14.26,{"v":0,"d":"0.00"},{"v":0,"d":"0.0000%"},{"v":0,"d":"0.00"},"I","OPR,ORT,RHB,TRA,CHI",9021]
[2783,"J5.3.2",null,"J90585","Ortéza lakťového kĺbu","model P506; veľkosť S, M, L, XL","PRD","ES","ks",{"v":0.1,"d":"10.00%"},14.26,14.26,{"v":0,"d":"0.00"},{"v":0,"d":"0.0000%"},{"v":0,"d":"0.00"},"I","OPR,ORT,RHB,TRA,CHI",9021]
[2784,"J5.3.2",null,"J88670","Maxis S LINE, lakťová bandáž",null,"MAX","CZ","ks",{"v":0.2,"d":"20.00%"},14.27,14.27,{"v":0,"d":"0.00"},{"v":0,"d":"0.0000%"},{"v":0,"d":"0.00"},"I","OPR,ORT,RHB,TRA,CHI",63079010]
[2785,"J5.3.2",null,"J22125","Neoprénová bandáž  lakťa  LA - 3",null,"PRO","SK","ks",{"v":0.2,"d":"20.00%"},14.27,14.27,{"v":0,"d":"0.00"},{"v":0,"d":"0.0000%"},{"v":0,"d":"0.00"},"I","OPR,ORT,RHB,TRA,CHI",63079010]
[2786,"J5.3.2",null,"J86363","Ortéza lakťa LA-41","so silikónovými pelotami a gumovým pásom","PRO","SK","ks",{"v":0.2,"d":"20.00%"},14.27,14.27,{"v":0,"d":"0.00"},{"v":0,"d":"0.0000%"},{"v":0,"d":"0.00"},"I","OPR,ORT,RHB,TRA,CHI",63079010]
[2787,"J5.3.2",null,"J90584","Ortéza lakťového kĺbu","model N522; veľkosť S, M, L, XL","PRD","ES","ks",{"v":0.2,"d":"20.00%"},14.27,14.27,{"v":0,"d":"0.00"},{"v":0,"d":"0.0000%"},{"v":0,"d":"0.00"},"I","OPR,ORT,RHB,TRA,CHI",63079010]
[2788,"J5.3.2","Z","J92096","Ortéza lakťového kĺbu U-SL","epikondylická páska z neoprénu ActivPren; univerz. Veľkosť","RE4","PL","ks",{"v":0.2,"d":"20.00%"},14.27,14.27,{"v":0,"d":"0.00"},{"v":0,"d":"0.0000%"},{"v":0,"d":"0.00"},"I","OPR,ORT,RHB,TRA,CHI",63079010]
[2789,"J5.3.2",null,"J60092","Elbow support","veľkosť  XS-XXL","DRS","SE","ks",{"v":0.2,"d":"20.00%"},14.57,14.27,{"v":0.3,"d":"0.30"},{"v":0.02059,"d":"2.0590%"},{"v":0,"d":"0.00"},"S","OPR,ORT,RHB,TRA,CHI",63079010]
[2790,"J5.3.2",null,"J22124","Neoprénová bandáž  lakťa  LA - 2",null,"PRO","SK","ks",{"v":0.2,"d":"20.00%"},14.57,14.27,{"v":0.3,"d":"0.30"},{"v":0.02059,"d":"2.0590%"},{"v":0,"d":"0.00"},"S","OPR,ORT,RHB,TRA,CHI",63079010]
[2791,"J5.3.2",null,"J91406","Bandáž lakťového kĺbu s epikondylárnou páskou","OR 16, dodáva sa vo veľkostiach S,M,L,XL,XXL,XXXL.","OTK","CZ","ks",{"v":0.1,"d":"10.00%"},15.21,14.27,0.94,{"v":0.061801,"d":"6.1801%"},{"v":0,"d":"0.00"},"S","OPR,ORT,RHB,TRA,CHI",9021]
[2792,"J5.3.2",null,"J76460","Návlek lakťa neoprénový 1080","Upínanie suchým zipsom","OME","US","ks",{"v":0.1,"d":"10.00%"},15.73,14.27,1.46,{"v":0.092816,"d":"9.2816%"},{"v":0,"d":"0.00"},"S","OPR,ORT,RHB,TRA,CHI",9021]
[2793,"J5.3.2",null,"J72318","SILISTAB EPI","so silikónovou epikondylickou pelotou","TLP","FR","ks",{"v":0.1,"d":"10.00%"},18.72,14.27,4.45,{"v":0.237714,"d":"23.7714%"},{"v":0,"d":"0.00"},"S","OPR,ORT,RHB,TRA,CHI",9021]
[2794,"J5.3.2",null,"J83861","Stabilizátor lakťového kĺbu z perforovaného neoprénu PT0908","S, M, L, XL s pelotou","PTM","PL","ks",{"v":0.1,"d":"10.00%"},20.63,14.27,6.36,{"v":0.30828900000000004,"d":"30.8289%"},{"v":0,"d":"0.00"},"S","OPR,ORT,RHB,TRA,CHI",6115109009]
[2795,"J5.3.2",null,"J90206","Bandáž lakťa protect.Epi","textilná elastická bandáž so silikónovou výstuhou","MDB","DE","ks",{"v":0.1,"d":"10.00%"},20.66,14.27,6.39,{"v":0.30929300000000004,"d":"30.9293%"},{"v":0,"d":"0.00"},"S","OPR,ORT,RHB,TRA,CHI",9021]
[2796,"J5.3.2",null,"J80832","Ortéza lakťa s dlahami LA-32","Sohatex, S,M,L,XL","PRO","SK","ks",{"v":0.1,"d":"10.00%"},20.66,14.27,6.39,{"v":0.30929300000000004,"d":"30.9293%"},{"v":0,"d":"0.00"},"S","OPR,ORT,RHB,TRA,CHI",9021]
[2797,"J5.3.2",null,"J28033","Anti-epikondyl","fixátor lakťa s výstuhou","GIB","FR","ks",{"v":0.2,"d":"20.00%"},21.05,14.27,6.78,{"v":0.32209000000000004,"d":"32.2090%"},{"v":0,"d":"0.00"},"S","OPR,ORT,RHB,TRA,CHI",63079010]
[2798,"J5.3.2",null,"J81787","Epi Sensa 50A7","ortéza lakťa so silikónovou tlakovou pelotou, XXS-XXL","OTO","DE","ks",{"v":0.1,"d":"10.00%"},23.71,14.27,9.44,{"v":0.398144,"d":"39.8144%"},{"v":0,"d":"0.00"},"S","OPR,ORT,RHB,TRA,CHI",9021]
[2799,"J5.3.2",null,"J58379","LA 6","veľkosti S M L XL","PRO","SK","ks",{"v":0.1,"d":"10.00%"},23.93,14.27,9.66,{"v":0.403677,"d":"40.3677%"},{"v":0,"d":"0.00"},"S","OPR,ORT,RHB,TRA,CHI",9021]
[2800,"J5.3.2",null,"J22126","Neoprénová bandáž  lakťa  LA - 4","S,M, L","PRO","SK","ks",{"v":0.1,"d":"10.00%"},{"v":25,"d":"25.00"},14.27,10.73,{"v":0.4292,"d":"42.9200%"},{"v":0,"d":"0.00"},"S","OPR,ORT,RHB,TRA,CHI",9021]
[2801,"J5.3.2",null,"J60096","EpiconNT Temp S","bandáž lakťa s epikondylickou páskou","DRS","SE","ks",{"v":0.2,"d":"20.00%"},25.78,14.27,11.51,{"v":0.44647,"d":"44.6470%"},{"v":0,"d":"0.00"},"S","OPR,ORT,RHB,TRA,CHI",63079010]
[2802,{"$nulls":3},"J5.3.3 Ortézy lakťa s nastaviteľným rozsahom pohybu",{"$nulls":11},77,"ks"]
[2803,"J5.3.3",null,"J89441","Ortéza zápästia a lakťa","S, M, L, XL","AAO","GR","ks",{"v":0.1,"d":"10.00%"},76.56,76.56,{"v":0,"d":"0.00"},{"v":0,"d":"0.0000%"},{"v":0,"d":"0.00"},"I","OPR,ORT,RHB,TRA,CHI",9021]
[2804,"J5.3.3","Z","J94029","Ortéza lakťa TGO-E AP SL 902","s limitovaným rozsahom pohybu","TIG","PL","ks",{"v":0.1,"d":"10.00%"},{"v":77,"d":"77.00"},{"v":77,"d":"77.00"},{"v":0,"d":"0.00"},{"v":0,"d":"0.0000%"},{"v":0,"d":"0.00"},"I","OPR,ORT,RHB,TRA,CHI",9021]
[2805,"J5.3.3",null,"J30592","ORTEX 02","vymedzený rozsah pohybu","ORH","CZ","ks",{"v":0.1,"d":"10.00%"},77.88,{"v":77,"d":"77.00"},0.88,{"v":0.011298999999999998,"d":"1.1299%"},{"v":0,"d":"0.00"},"S","OPR,ORT,RHB,TRA,CHI",9021]
[2806,"J5.3.3",null,"J90864","Ortéza lakťového kĺbu s kontrolou flexoextenzie ORTHOPRIM","model 920; veľkosti S/M, L/XL","PRD","ES","ks",{"v":0.1,"d":"10.00%"},{"v":78,"d":"78.00"},{"v":77,"d":"77.00"},{"v":1,"d":"1.00"},{"v":0.012821,"d":"1.2821%"},{"v":0,"d":"0.00"},"S","OPR,ORT,RHB,TRA,CHI",9021]
[2807,"J5.3.3",null,"J70418","ORTHOPOM 010","vymedzený rozsah pohybu 0-120°","OPO","CZ","ks",{"v":0.1,"d":"10.00%"},78.01,{"v":77,"d":"77.00"},1.01,{"v":0.012947,"d":"1.2947%"},{"v":0,"d":"0.00"},"S","OPR,ORT,RHB,TRA,CHI",9021]
[2808,{"$nulls":3},"J5.4 Epikondylické pásky",{"$nulls":11},5.17,"ks"]
[2809,"J5.4",null,"J72473","NK 115 Epikondylická páska","univerzálna","NKE","IT","ks",{"v":0.2,"d":"20.00%"},5.03,5.03,{"v":0,"d":"0.00"},{"v":0,"d":"0.0000%"},{"v":0,"d":"0.00"},"I","OPR,ORT,RHB,TRA,CHI",63079010]
[2810,"J5.4",null,"J22122","Bandáž  predlaktia LA-1",null,"PRO","SK","ks",{"v":0.2,"d":"20.00%"},5.17,5.17,{"v":0,"d":"0.00"},{"v":0,"d":"0.0000%"},{"v":0,"d":"0.00"},"I","OPR,ORT,RHB,TRA,CHI",63079010]
[2811,"J5.4",null,"J39134","CONDYLEX","epikondylická páska","TLP","FR","ks",{"v":0.2,"d":"20.00%"},5.17,5.17,{"v":0,"d":"0.00"},{"v":0,"d":"0.0000%"},{"v":0,"d":"0.00"},"I","OPR,ORT,RHB,TRA,CHI",63079010]
[2812,"J5.4","Z","J76462","Páska epikondilárna 1086 neopren.","univerzálna","OME","TW","ks",{"v":0.2,"d":"20.00%"},5.17,5.17,{"v":0,"d":"0.00"},{"v":0,"d":"0.0000%"},{"v":0,"d":"0.00"},"I","OPR,ORT,RHB,TRA,CHI",90214000]
[2813,"J5.4",null,"J56584","Páska epikondylická",null,"REG","CZ","ks",{"v":0.2,"d":"20.00%"},5.17,5.17,{"v":0,"d":"0.00"},{"v":0,"d":"0.0000%"},{"v":0,"d":"0.00"},"I","OPR,ORT,RHB,TRA,CHI",63079010]
[2814,"J5.4",null,"J35003","Epikondylárna páska s gumovou pelotou","OR 16A, dodáva sa vo veľkostiach S,M,L,XL,XXL.","OTK","CZ","ks",{"v":0.1,"d":"10.00%"},6.02,5.17,0.85,{"v":0.141196,"d":"14.1196%"},{"v":0,"d":"0.00"},"S","OPR,ORT,RHB,TRA,CHI",9021]
[2815,"J5.4",null,"J22123","Bandáž  predlaktia LA-1+",null,"PRO","SK","ks",{"v":0.2,"d":"20.00%"},6.52,5.17,1.35,{"v":0.20705500000000002,"d":"20.7055%"},{"v":0,"d":"0.00"},"S","OPR,ORT,RHB,TRA,CHI",63079010]
[2816,"J5.4",null,"J70419","ORTHOPOM 014 B","jedna pelota","OPO","CZ","ks",{"v":0.1,"d":"10.00%"},8.12,5.17,2.95,{"v":0.36329999999999996,"d":"36.3300%"},{"v":0,"d":"0.00"},"S","OPR,ORT,RHB,TRA,CHI",9021]
[2817,"J5.4",null,"J78504","Epikondylická páska 9015","epikondylická páska, univerzálna veľkosť","OTO","DE","ks",{"v":0.2,"d":"20.00%"},8.96,5.17,3.79,{"v":0.422991,"d":"42.2991%"},{"v":0,"d":"0.00"},"S","OPR,ORT,RHB,TRA,CHI",63079010]
[2818,"J5.4",null,"J53693","Neoprénová bandáž  lakťa  LA - 5",null,"PRO","SK","ks",{"v":0.2,"d":"20.00%"},11.29,5.17,6.12,{"v":0.5420729999999999,"d":"54.2073%"},{"v":0,"d":"0.00"},"S","OPR,ORT,RHB,TRA,CHI",63079010]
[2819,"J5.4",null,"J60097","EpiconNT Strap Temp B","epikondylická páska","DRS","SE","ks",{"v":0.2,"d":"20.00%"},13.08,5.17,7.91,{"v":0.6047399999999999,"d":"60.4740%"},{"v":0,"d":"0.00"},"S","OPR,ORT,RHB,TRA,CHI",63079010]
[2820,"J5.4",null,"J80992","Páska lakťová Surround Tennis Elbow",null,"DJO","US","ks",{"v":0.2,"d":"20.00%"},13.81,5.17,8.64,{"v":0.625634,"d":"62.5634%"},{"v":0,"d":"0.00"},"S","OPR,ORT,RHB,TRA,CHI",63079010]
[2821,"J5.4",null,"J78502","Epi Forsa Plus 50A3","epikondylická páska, univerzálna veľkosť","OTO","DE","ks",{"v":0.2,"d":"20.00%"},14.01,5.17,8.84,{"v":0.630978,"d":"63.0978%"},{"v":0,"d":"0.00"},"S","OPR,ORT,RHB,TRA,CHI",63079010]
[2822,{"$nulls":3},"J5.5 Ortézy pleca"]
[2823,{"$nulls":3},"J5.5.1 Ortézy pleca",{"$nulls":11},25.87,"ks"]
[2824,"J5.5.1",null,"J88181","Ortéza klavikulárna PAN 2.05","rôzne veľkosti, univerz. pre ľavú aj pravú končatinu","PAZ","CZ","ks",{"v":0.1,"d":"10.00%"},{"v":13,"d":"13.00"},{"v":13,"d":"13.00"},{"v":0,"d":"0.00"},{"v":0,"d":"0.0000%"},{"v":0,"d":"0.00"},"I","OPR,ORT,RHB,TRA,CHI",9021]
[2825,"J5.5.1",null,"J76650","Bandáž klavikulárna 4075","XS-XL","OME","TW","ks",{"v":0.1,"d":"10.00%"},13.64,13.64,{"v":0,"d":"0.00"},{"v":0,"d":"0.0000%"},{"v":0,"d":"0.00"},"I","OPR,ORT,RHB,TRA,CHI",90214000]
[2826,"J5.5.1",null,"J35022","ORTÉZA ORTIKA OR-12","fixácia kľúčnej kosti","OTK","CZ","ks",{"v":0.1,"d":"10.00%"},{"v":13.9,"d":"13.90"},{"v":13.9,"d":"13.90"},{"v":0,"d":"0.00"},{"v":0,"d":"0.0000%"},{"v":0,"d":"0.00"},"I","OPR,ORT,RHB,TRA,CHI",9021]
[2827,"J5.5.1",null,"J70417","ORTHOPOM 026 B","klavikulárna bandáž","OPO","CZ","ks",{"v":0.1,"d":"10.00%"},18.08,18.08,{"v":0,"d":"0.00"},{"v":0,"d":"0.0000%"},{"v":0,"d":"0.00"},"I","OPR,ORT,RHB,TRA,CHI",9021]
[2828,"J5.5.1",null,"J88180","Ortéza ramenného kĺbu Unifix PAN 2.02","rôzne veľkosti, univerz. pre ľavú aj pravú končatinu","PAZ","CZ","ks",{"v":0.1,"d":"10.00%"},{"v":18.4,"d":"18.40"},{"v":18.4,"d":"18.40"},{"v":0,"d":"0.00"},{"v":0,"d":"0.0000%"},{"v":0,"d":"0.00"},"I","OPR,ORT,RHB,TRA,CHI",9021]
[2829,"J5.5.1",null,"J66169","Ramfix","fixácia hornej končatiny","NEO","SK","ks",{"v":0.1,"d":"10.00%"},19.15,19.15,{"v":0,"d":"0.00"},{"v":0,"d":"0.0000%"},{"v":0,"d":"0.00"},"I","OPR,ORT,RHB,TRA,CHI",9021]
[2830,"J5.5.1",null,"J76482","Bandáž ramena","penová 4072","OME","US","ks",{"v":0.1,"d":"10.00%"},19.48,19.48,{"v":0,"d":"0.00"},{"v":0,"d":"0.0000%"},{"v":0,"d":"0.00"},"I","OPR,ORT,RHB,TRA,CHI",9021]
[2831,"J5.5.1",null,"J94913","Ortéza ramena typu Dessault","AT04001, S-XXL","ANK","PL","ks",{"v":0.1,"d":"10.00%"},{"v":19.5,"d":"19.50"},{"v":19.5,"d":"19.50"},{"v":0,"d":"0.00"},{"v":0,"d":"0.0000%"},{"v":0,"d":"0.00"},"I","OPR,ORT,RHB,TRA,CHI",90214000]
[2832,"J5.5.1",null,"J94914","Ortéza ramena typu Dessault","AT04002, S-XXXL","ANK","PL","ks",{"v":0.1,"d":"10.00%"},{"v":19.5,"d":"19.50"},{"v":19.5,"d":"19.50"},{"v":0,"d":"0.00"},{"v":0,"d":"0.0000%"},{"v":0,"d":"0.00"},"I","OPR,ORT,RHB,TRA,CHI",90214000]
[2833,"J5.5.1",null,"J91402","Ortéza ramenného kĺbu stabilizačná","OR 2D, dodáva sa vo veľkostiach S,M,L,XL,XXL.","OTK","CZ","ks",{"v":0.1,"d":"10.00%"},{"v":19.8,"d":"19.80"},{"v":19.8,"d":"19.80"},{"v":0,"d":"0.00"},{"v":0,"d":"0.0000%"},{"v":0,"d":"0.00"},"I","OPR,ORT,RHB,TRA,CHI",9021]
[2834,"J5.5.1",null,"J41051","ORTEX 012","Ortéza pre fixáciu kľúčnej kosti","ORH","CZ","ks",{"v":0.1,"d":"10.00%"},22.18,22.18,{"v":0,"d":"0.00"},{"v":0,"d":"0.0000%"},{"v":0,"d":"0.00"},"I","OPR,ORT,RHB,TRA,CHI",9021]
[2835,"J5.5.1",null,"J89809","Ortéza ramenná neoprénová",null,"MNG","TW","ks",{"v":0.1,"d":"10.00%"},22.31,22.31,{"v":0,"d":"0.00"},{"v":0,"d":"0.0000%"},{"v":0,"d":"0.00"},"I","OPR,ORT,RHB,TRA,CHI",90211010]
[2836,"J5.5.1",null,"J59555","ORTEX 013","veľ. I, II, ortéza na fixáciu ramenného kĺbu","ORH","CZ","ks",{"v":0.1,"d":"10.00%"},22.37,22.37,{"v":0,"d":"0.00"},{"v":0,"d":"0.0000%"},{"v":0,"d":"0.00"},"I","OPR,ORT,RHB,TRA,CHI",9021]
[2837,"J5.5.1",null,"J26239","Fixátor ramenného kĺbu ORTEX 08 malý",null,"ORH","CZ","ks",{"v":0.1,"d":"10.00%"},23.39,23.39,{"v":0,"d":"0.00"},{"v":0,"d":"0.0000%"},{"v":0,"d":"0.00"},"I","OPR,ORT,RHB,TRA,CHI",9021]
[2838,"J5.5.1",null,"J70414","ORTHOPOM 007","voľná fixácia ramenného a lakťového kĺbu","OPO","CZ","ks",{"v":0.1,"d":"10.00%"},23.39,23.39,{"v":0,"d":"0.00"},{"v":0,"d":"0.0000%"},{"v":0,"d":"0.00"},"I","OPR,ORT,RHB,TRA,CHI",9021]
[2839,"J5.5.1",null,"J76476","Bandáž ramena neoprénová","1072, S-XL","OME","TW","ks",{"v":0.1,"d":"10.00%"},23.76,23.76,{"v":0,"d":"0.00"},{"v":0,"d":"0.0000%"},{"v":0,"d":"0.00"},"I","OPR,ORT,RHB,TRA,CHI",90214000]
[2840,"J5.5.1",null,"J83501","Fixátor ramena","neoprénový","TLP","FR","ks",{"v":0.1,"d":"10.00%"},{"v":24.5,"d":"24.50"},{"v":24.5,"d":"24.50"},{"v":0,"d":"0.00"},{"v":0,"d":"0.0000%"},{"v":0,"d":"0.00"},"I","OPR,ORT,RHB,TRA,CHI",902101000]
[2841,"J5.5.1",null,"J66171","Fixačná bandáž na klavikul.","Stella Dorsi","NEO","SK","ks",{"v":0.1,"d":"10.00%"},24.76,24.76,{"v":0,"d":"0.00"},{"v":0,"d":"0.0000%"},{"v":0,"d":"0.00"},"I","OPR,ORT,RHB,TRA,CHI",9021]
[2842,"J5.5.1",null,"J35004","ORTÉZA ORTIKA OR-2, RAMENO","LIEČEBNÁ","OTK","CZ","ks",{"v":0.1,"d":"10.00%"},25.85,25.85,{"v":0,"d":"0.00"},{"v":0,"d":"0.0000%"},{"v":0,"d":"0.00"},"I","OPR,ORT,RHB,TRA,CHI",9021]
[2843,"J5.5.1",null,"J35005","ORTÉZA ORTIKA OR-2A, RAMENO","UNIVERZÁLNA","OTK","CZ","ks",{"v":0.1,"d":"10.00%"},25.85,25.85,{"v":0,"d":"0.00"},{"v":0,"d":"0.0000%"},{"v":0,"d":"0.00"},"I","OPR,ORT,RHB,TRA,CHI",9021]
[2844,"J5.5.1",null,"J35006","ORTÉZA ORTIKA OR-2B, RAMENO","UNIVERZÁLNA, GILCHRISTOV OBVAZ","OTK","CZ","ks",{"v":0.1,"d":"10.00%"},25.85,25.85,{"v":0,"d":"0.00"},{"v":0,"d":"0.0000%"},{"v":0,"d":"0.00"},"I","OPR,ORT,RHB,TRA,CHI",9021]
[2845,"J5.5.1",null,"J91772","Ortéza ramenného kĺbu AM-PES-04","klavikulárna bandáž; univerzálna veľkosť","RE4","PL","ks",{"v":0.1,"d":"10.00%"},25.86,25.86,{"v":0,"d":"0.00"},{"v":0,"d":"0.0000%"},{"v":0,"d":"0.00"},"I","OPR,ORT,RHB,TRA,CHI",9021]
[2846,"J5.5.1",null,"J90865","Bandáž ramenná neoprénová TOP LINE","model TL24, pre pravú a ľavú končatinu; veľkosti S, M, L, XL","PRD","ES","ks",{"v":0.1,"d":"10.00%"},25.87,25.87,{"v":0,"d":"0.00"},{"v":0,"d":"0.0000%"},{"v":0,"d":"0.00"},"I","OPR,ORT,RHB,TRA,CHI",9021]
[2847,"J5.5.1",null,"J27830","Fixátor ramenného kĺbu ORTEX 08 stredný",null,"ORH","CZ","ks",{"v":0.1,"d":"10.00%"},25.87,25.87,{"v":0,"d":"0.00"},{"v":0,"d":"0.0000%"},{"v":0,"d":"0.00"},"I","OPR,ORT,RHB,TRA,CHI",9021]
[2848,"J5.5.1",null,"J27832","Fixátor ramenného kĺbu ORTEX 08 veľký",null,"ORH","CZ","ks",{"v":0.1,"d":"10.00%"},25.87,25.87,{"v":0,"d":"0.00"},{"v":0,"d":"0.0000%"},{"v":0,"d":"0.00"},"I","OPR,ORT,RHB,TRA,CHI",9021]
[2849,"J5.5.1",null,"J71247","IMMO fixátor ramena obojstranný","stabilizujúci efekt","TLP","FR","ks",{"v":0.1,"d":"10.00%"},25.87,25.87,{"v":0,"d":"0.00"},{"v":0,"d":"0.0000%"},{"v":0,"d":"0.00"},"I","OPR,ORT,RHB,TRA,CHI",9021]
[2850,"J5.5.1",null,"J93128","Ortéza ramenného kĺbu","Veľkosti S,M,L,XL,XXL","REX","HU","ks",{"v":0.1,"d":"10.00%"},25.87,25.87,{"v":0,"d":"0.00"},{"v":0,"d":"0.0000%"},{"v":0,"d":"0.00"},"I","OPR,ORT,RHB,TRA,CHI",90211010]
[2851,"J5.5.1",null,"J89009","Ortéza ramenného kĺbu BASIS ACTIVE PT0919","S, M, L, XL, XXL, neoprénová","PTM","PL","ks",{"v":0.1,"d":"10.00%"},25.87,25.87,{"v":0,"d":"0.00"},{"v":0,"d":"0.0000%"},{"v":0,"d":"0.00"},"I","OPR,ORT,RHB,TRA,CHI",6115109009]
[2852,"J5.5.1",null,"J92597","Ortéza ramenného kĺbu Gumifix","hrudný fixačný popruh; univerzálna veľkosť","PRD","ES","ks",{"v":0.1,"d":"10.00%"},25.87,25.87,{"v":0,"d":"0.00"},{"v":0,"d":"0.0000%"},{"v":0,"d":"0.00"},"I","OPR,ORT,RHB,TRA,CHI",9021]
[2853,"J5.5.1","Z","J70415","ORTHOPOM 008","fixácia ramenného a lakťového kĺbu","OPO","CZ","ks",{"v":0.1,"d":"10.00%"},25.87,25.87,{"v":0,"d":"0.00"},{"v":0,"d":"0.0000%"},{"v":0,"d":"0.00"},"I","OPR,ORT,RHB,TRA,CHI",9021]
[2854,"J5.5.1",null,"J79197","IMMO VEST","na znehybnenie HK obojstranná","TLP","FR","ks",{"v":0.1,"d":"10.00%"},27.27,25.87,{"v":1.4,"d":"1.40"},{"v":0.051338,"d":"5.1338%"},{"v":0,"d":"0.00"},"S","OPR,ORT,RHB,TRA,CHI",9021]
[2855,"J5.5.1",null,"J28029","Fixátor ramena",null,"GIB","FR","ks",{"v":0.1,"d":"10.00%"},28.35,25.87,2.48,{"v":0.087478,"d":"8.7478%"},{"v":0,"d":"0.00"},"S","OPR,ORT,RHB,TRA,CHI",9021]
[2856,"J5.5.1",null,"J91773","Ortéza ramenného kĺbu AS-B","fixátor ramena, neoprénový mat. ActivPren; veľkosti M, L, XL","RE4","PL","ks",{"v":0.1,"d":"10.00%"},29.77,25.87,{"v":3.9,"d":"3.90"},{"v":0.131004,"d":"13.1004%"},{"v":0,"d":"0.00"},"S","OPR,ORT,RHB,TRA,CHI",9021]
[2857,"J5.5.1",null,"J81780","Shoulder Support 7126","ortéza ramena vel. XS-XL","OTO","DE","ks",{"v":0.1,"d":"10.00%"},32.47,25.87,{"v":6.6,"d":"6.60"},{"v":0.203265,"d":"20.3265%"},{"v":0,"d":"0.00"},"S","OPR,ORT,RHB,TRA,CHI",9021]
[2858,"J5.5.1",null,"J69940","Acro Comfort 5055","ortéza ramena XS-XL","OTO","SE","ks",{"v":0.1,"d":"10.00%"},53.39,25.87,27.52,{"v":0.515452,"d":"51.5452%"},{"v":0,"d":"0.00"},"S","OPR,ORT,RHB,TRA,CHI",9021]
[2859,"J5.5.1",null,"J97729","Ortéza ramena RA-1 fixačná univerzálna","veľkosti S, M,L","PRO","SK","ks",{"v":0.2,"d":"20.00%"},22.36,4.48,17.88,{"v":0.7996420000000001,"d":"79.9642%"},{"v":0,"d":"0.00"},"S","OPR,ORT,RHB,TRA,CHI",6307]
[2860,"J5.5.1",null,"J97730","Ortéza ramena RA-2 fixačná pravá/ľavá","veľkosti S/M, L/XL","PRO","SK","ks",{"v":0.2,"d":"20.00%"},22.36,4.48,17.88,{"v":0.7996420000000001,"d":"79.9642%"},{"v":0,"d":"0.00"},"S","OPR,ORT,RHB,TRA,CHI",6307]
[2861,{"$nulls":3},"J5.5.2 Ortézy pleca","abdukčné",{"$nulls":10},86,"ks"]
[2862,"J5.5.2","Z","J94030","Ortéza ramenná TGO-C OB 306","abdukcná","TIG","PL","ks",{"v":0.1,"d":"10.00%"},{"v":86,"d":"86.00"},{"v":86,"d":"86.00"},{"v":0,"d":"0.00"},{"v":0,"d":"0.0000%"},{"v":0,"d":"0.00"},"I","OPR,ORT,RHB,TRA,CHI",9021]
[2863,"J5.5.2",null,"J92223","SCAPULIS","abdukčná ortéza ramena, dlaha s abdukčným dielom","TLP","FR","ks",{"v":0.1,"d":"10.00%"},{"v":86,"d":"86.00"},{"v":86,"d":"86.00"},{"v":0,"d":"0.00"},{"v":0,"d":"0.0000%"},{"v":0,"d":"0.00"},"I","OPR,ORT,RHB,TRA,CHI",90210100]
[2864,"J5.5.2",null,"J60030","Abdukčná ortéza",null,"DRS","SE","ks",{"v":0.1,"d":"10.00%"},86.79,{"v":86,"d":"86.00"},0.79,{"v":0.009102,"d":"0.9102%"},{"v":0,"d":"0.00"},"S","OPR,ORT,RHB,TRA,CHI",9021]
[2865,"J5.5.2",null,"J84863","Omo Immobil Sling Abduction 50A9","fixátor ramena s 15 stup. abdukčným dielom","OTO","DE","ks",{"v":0.1,"d":"10.00%"},86.79,{"v":86,"d":"86.00"},0.79,{"v":0.009102,"d":"0.9102%"},{"v":0,"d":"0.00"},"S","OPR,ORT,RHB,TRA,CHI",9021]
[2866,"J5.5.2",null,"J69941","Omo Immobil 50 A 10","ramenná abdukčná dlaha","OTO","SE","ks",{"v":0.1,"d":"10.00%"},125.52,{"v":86,"d":"86.00"},39.52,{"v":0.31485,"d":"31.4850%"},{"v":0,"d":"0.00"},"S","OPR,ORT,RHB,TRA,CHI",9021]
[2867,"J5.5.2",null,"J90866","Ortéza pleca abdukčná","model 904, s abdukčným dielom 30° alebo 45°; univerz.veľkosť","PRD","ES","ks",{"v":0.1,"d":"10.00%"},186.17,{"v":86,"d":"86.00"},100.17,{"v":0.538057,"d":"53.8057%"},{"v":0,"d":"0.00"},"S","OPR,ORT,RHB,TRA,CHI",9021]
[2868,"J5.5.2",null,"J30607","Abdukčná dlaha ramenného kĺbu ORTEX 09",null,"ORH","CZ","ks",{"v":0.1,"d":"10.00%"},187.44,{"v":86,"d":"86.00"},101.44,{"v":0.541187,"d":"54.1187%"},{"v":0,"d":"0.00"},"S","OPR,ORT,RHB,TRA,CHI",9021]
[2869,"J5.5.2",null,"J70416","ORTHOPOM 015","abdukčná dlaha, univerzálna","OPO","CZ","ks",{"v":0.1,"d":"10.00%"},188.67,{"v":86,"d":"86.00"},102.67,{"v":0.544178,"d":"54.4178%"},{"v":0,"d":"0.00"},"S","OPR,ORT,RHB,TRA,CHI",9021]
[2870,{"$nulls":3},"J5.6 Závesné a fixačné bandáže",{"$nulls":11},5.61,"ks"]
[2871,"J5.6",null,"J39995","Záves HK \"CERVIEX\"- zákl. typ, kat. č. 02060","Na  odľahčenie krčnej chrbtice, veľ. detská, na  ĽHK aj PHK","MIR","SK","ks",{"v":0.1,"d":"10.00%"},3.34,3.34,{"v":0,"d":"0.00"},{"v":0,"d":"0.0000%"},{"v":0,"d":"0.00"},"I","OPR,ORT,RHB,TRA,CHI",9021]
[2872,"J5.6",null,"J39994","Záves HK \"CERVIEX\"- zákl. typ, kat. č. 01060","Na  odľahčenie krčnej chrbtice, veľ. dospelá, na  ĽHK aj PHK","MIR","SK","ks",{"v":0.1,"d":"10.00%"},3.47,3.47,{"v":0,"d":"0.00"},{"v":0,"d":"0.0000%"},{"v":0,"d":"0.00"},"I","OPR,ORT,RHB,TRA,CHI",9021]
[2873,"J5.6",null,"J39989","Záves HK \"ACROFIX\"- zákl. typ,  kat. č. 21070","S osovým ťahom ramena, veľ. dospelá, na  PHK","MIR","SK","ks",{"v":0.1,"d":"10.00%"},5.07,5.07,{"v":0,"d":"0.00"},{"v":0,"d":"0.0000%"},{"v":0,"d":"0.00"},"I","OPR,ORT,RHB,TRA,CHI",9021]
[2874,"J5.6",null,"J39988","Záves HK \"ACROFIX\"- zákl. typ, kat. č. 1070","S osovým ťahom ramena, veľ. dospelá, na  ĽHK","MIR","SK","ks",{"v":0.1,"d":"10.00%"},5.07,5.07,{"v":0,"d":"0.00"},{"v":0,"d":"0.0000%"},{"v":0,"d":"0.00"},"I","OPR,ORT,RHB,TRA,CHI",9021]
[2875,"J5.6",null,"J39798","Záves na zlomeninu  HK č. I",null,"PRO","SK","ks",{"v":0.1,"d":"10.00%"},5.13,5.13,{"v":0,"d":"0.00"},{"v":0,"d":"0.0000%"},{"v":0,"d":"0.00"},"I","OPR,ORT,RHB,TRA,CHI",9021]
[2876,"J5.6",null,"J39800","Záves na zlomeninu HK č. 3",null,"PRO","SK","ks",{"v":0.1,"d":"10.00%"},5.13,5.13,{"v":0,"d":"0.00"},{"v":0,"d":"0.0000%"},{"v":0,"d":"0.00"},"I","OPR,ORT,RHB,TRA,CHI",9021]
[2877,"J5.6",null,"J39990","Záves HK \"ACROFIX\"- modifikovaný, kat. č. 11071","S osovým ťahom ramena + slučka na  padnutý palec,  veľ. dospelá na  ĽHK","MIR","SK","ks",{"v":0.1,"d":"10.00%"},5.31,5.31,{"v":0,"d":"0.00"},{"v":0,"d":"0.0000%"},{"v":0,"d":"0.00"},"I","OPR,ORT,RHB,TRA,CHI",9021]
[2878,"J5.6",null,"J96614","Záves ramena","AT04003, sieťovinový","ANK","PL","ks",{"v":0.1,"d":"10.00%"},5.54,5.54,{"v":0,"d":"0.00"},{"v":0,"d":"0.0000%"},{"v":0,"d":"0.00"},"I","OPR,ORT,RHB,TRA,CHI",39229000]
[2879,"J5.6",null,"J39799","Záves na zlomeninu HK č. 2",null,"PRO","SK","ks",{"v":0.1,"d":"10.00%"},5.57,5.57,{"v":0,"d":"0.00"},{"v":0,"d":"0.0000%"},{"v":0,"d":"0.00"},"I","OPR,ORT,RHB,TRA,CHI",9021]
[2880,"J5.6",null,"J39991","Záves HK \"ACROFIX\"- modifikovaný, kat. č.12071","S osovým ťahom ramena + slučka  na  padnutý palec, veľ. dospelá, na  PHK","MIR","SK","ks",{"v":0.1,"d":"10.00%"},5.61,5.61,{"v":0,"d":"0.00"},{"v":0,"d":"0.0000%"},{"v":0,"d":"0.00"},"I","OPR,ORT,RHB,TRA,CHI",9021]
[2881,"J5.6","Z","J76485","Záves ramena 3289","sieťovinový, S-XL","OME","TW","ks",{"v":0.1,"d":"10.00%"},5.61,5.61,{"v":0,"d":"0.00"},{"v":0,"d":"0.0000%"},{"v":0,"d":"0.00"},"I","OPR,ORT,RHB,TRA,CHI",90214000]
[2882,"J5.6",null,"J92598","Záves hornej končatiny 901","model 901; veľkosti S, M, L, XL","PRD","ES","ks",{"v":0.1,"d":"10.00%"},6.61,5.61,{"v":1,"d":"1.00"},{"v":0.151286,"d":"15.1286%"},{"v":0,"d":"0.00"},"S","OPR,ORT,RHB,TRA,CHI",9021]
[2883,"J5.6",null,"J60623","ZávesHK ZAFIX   bez pelaty","S osovým ťahom ramena","MIR","SK","ks",{"v":0.1,"d":"10.00%"},7.46,5.61,1.85,{"v":0.247989,"d":"24.7989%"},{"v":0,"d":"0.00"},"S","OPR,ORT,RHB,TRA,CHI",9021]
[2884,"J5.6",null,"J71248","IMMO CLASSIC-fixátor ramena a lakťa","priedušný penový materiál","TLP","FR","ks",{"v":0.1,"d":"10.00%"},9.61,5.61,{"v":4,"d":"4.00"},{"v":0.416233,"d":"41.6233%"},{"v":0,"d":"0.00"},"S","OPR,ORT,RHB,TRA,CHI",9021]
[2885,"J5.6",null,"J79201","LIGAFLEX JUNIOR","detská bandáž na znehyb.kľúčnej kosti","TLP","FR","ks",{"v":0.1,"d":"10.00%"},10.02,5.61,4.41,{"v":0.44012,"d":"44.0120%"},{"v":0,"d":"0.00"},"S","OPR,ORT,RHB,TRA,CHI",9021]
[2886,"J5.6",null,"J71249","LIGAFLEX","univerzálna veľkosť","TLP","FR","ks",{"v":0.1,"d":"10.00%"},10.67,5.61,5.06,{"v":0.474227,"d":"47.4227%"},{"v":0,"d":"0.00"},"S","OPR,ORT,RHB,TRA,CHI",9021]
[2887,"J5.6",null,"J70589","CLINIC SHOULDER IMOBILIZER","Záves hornej končatiny","DJY","US","ks",{"v":0.1,"d":"10.00%"},18.69,5.61,13.08,{"v":0.6998390000000001,"d":"69.9839%"},{"v":0,"d":"0.00"},"S","OPR,ORT,RHB,TRA,CHI",9021]
[2888,{"$nulls":3},"J6 Ortézy trupu a krčnej chrbtice"]
[2889,{"$nulls":3},"J6.1 Ortézy krčnej chrbtice"]
[2890,{"$nulls":3},"J6.1.1 Ortézy krčnej chrbtice nevystužené mäkké",{"$nulls":11},5.46,"ks"]
[2891,"J6.1.1",null,"J64800","Adams collar",null,"DJY","US","ks",{"v":0.1,"d":"10.00%"},5.46,5.46,{"v":0,"d":"0.00"},{"v":0,"d":"0.0000%"},{"v":0,"d":"0.00"},"I","CHI, NCH, OPR, ORT, RHB, TRA",9021]
[2892,"J6.1.1",null,"J34327","Fixačný krčný golier - M",null,"SND","US","ks",{"v":0.1,"d":"10.00%"},5.46,5.46,{"v":0,"d":"0.00"},{"v":0,"d":"0.0000%"},{"v":0,"d":"0.00"},"I","CHI, NCH, OPR, ORT, RHB, TRA",9021]
[2893,"J6.1.1",null,"J91331","Golier extenčný molitánový","CPO-3101, výška 8 cm","CMF","TW","ks",{"v":0.1,"d":"10.00%"},5.46,5.46,{"v":0,"d":"0.00"},{"v":0,"d":"0.0000%"},{"v":0,"d":"0.00"},"I","CHI, NCH, OPR, ORT, RHB, TRA",9021]
[2894,"J6.1.1","Z","J58512","Golier ORTEL C1","krčný fixačný","TLP","FR","ks",{"v":0.1,"d":"10.00%"},5.46,5.46,{"v":0,"d":"0.00"},{"v":0,"d":"0.0000%"},{"v":0,"d":"0.00"},"I","CHI, NCH, OPR, ORT, RHB, TRA",9021]
[2895,"J6.1.1",null,"J79198","ORTEL C1 JUNIOR","detský fixačný krčný golier","TLP","FR","ks",{"v":0.1,"d":"10.00%"},5.46,5.46,{"v":0,"d":"0.00"},{"v":0,"d":"0.0000%"},{"v":0,"d":"0.00"},"I","CHI, NCH, OPR, ORT, RHB, TRA",9021]
[2896,"J6.1.1",null,"J32669","Golier extenčný z latexu","Pomôcka odľahčujúca a stabilizujúca krčnú chrbticu","PRO","SK","ks",{"v":0.1,"d":"10.00%"},5.57,5.46,0.11,{"v":0.019749000000000003,"d":"1.9749%"},{"v":0,"d":"0.00"},"S","CHI, NCH, OPR, ORT, RHB, TRA",9021]
[2897,"J6.1.1",null,"J28009","Extečný golier polystenový",null,"GIB","FR","ks",{"v":0.1,"d":"10.00%"},5.82,5.46,0.36,{"v":0.061856,"d":"6.1856%"},{"v":0,"d":"0.00"},"S","CHI, NCH, OPR, ORT, RHB, TRA",9021]
[2898,"J6.1.1",null,"J97826","Golier krčný, typ PAN 1.01","rôzne veľkosti, nízky / vysoký, 8 a 10 cm","PAZ","CZ","ks",{"v":0.1,"d":"10.00%"},7.46,5.46,{"v":2,"d":"2.00"},{"v":0.268097,"d":"26.8097%"},{"v":0,"d":"0.00"},"S","CHI, NCH, OPR, ORT, RHB, TRA",9021]
[2899,"J6.1.1",null,"J70413","ORTHOPOM 037","výška 6,8,10 cm","OPO","CZ","ks",{"v":0.1,"d":"10.00%"},7.99,5.46,2.53,{"v":0.316646,"d":"31.6646%"},{"v":0,"d":"0.00"},"S","CHI, NCH, OPR, ORT, RHB, TRA",9021]
[2900,"J6.1.1",null,"J90580","Golier krčný","model CC19, veľkosti: XS, S, M, L","PRD","ES","ks",{"v":0.1,"d":"10.00%"},11.04,5.46,5.58,{"v":0.505435,"d":"50.5435%"},{"v":0,"d":"0.00"},"S","CHI, NCH, OPR, ORT, RHB, TRA",9021]
[2901,"J6.1.1",null,"J98535","Golier krčný polyuretánový TONUS 0411","s výškou 8, 10, 12 cm","TNE","LV","ks",{"v":0.1,"d":"10.00%"},11.04,5.46,5.58,{"v":0.505435,"d":"50.5435%"},{"v":0,"d":"0.00"},"S","CHI, NCH, OPR, ORT, RHB, TRA",9021]
[2902,"J6.1.1",null,"J28293","Extenčný golier Nela  výška x obvod     7x32 /36 cm, 9x32/ 36 cm",null,"MBP","SK","ks",{"v":0.1,"d":"10.00%"},11.05,5.46,5.59,{"v":0.505882,"d":"50.5882%"},{"v":0,"d":"0.00"},"S","CHI, NCH, OPR, ORT, RHB, TRA",9021]
[2903,"J6.1.1",null,"J60544","Extenčný golier Nela  výška x obvod     8x36 /40 cm,10x36/ 40 cm",null,"MBP","SK","ks",{"v":0.1,"d":"10.00%"},11.05,5.46,5.59,{"v":0.505882,"d":"50.5882%"},{"v":0,"d":"0.00"},"S","CHI, NCH, OPR, ORT, RHB, TRA",9021]
[2904,"J6.1.1",null,"J60545","Extenčný golier Nela výška x obvod   8x40 /44 cm , 10x40/ 44 cm, 11x44/ 46 cm",null,"MBP","SK","ks",{"v":0.1,"d":"10.00%"},11.05,5.46,5.59,{"v":0.505882,"d":"50.5882%"},{"v":0,"d":"0.00"},"S","CHI, NCH, OPR, ORT, RHB, TRA",9021]
[2905,"J6.1.1",null,"J94774","Golier extenčný latexový","s balvneným poťahom, veľkosti S, M, L, XL","PRO","SK","ks",{"v":0.1,"d":"10.00%"},11.11,5.46,5.65,{"v":0.508551,"d":"50.8551%"},{"v":0,"d":"0.00"},"S","CHI, NCH, OPR, ORT, RHB, TRA",9021]
[2906,"J6.1.1",null,"J39791","Golier extenčný molitanový",null,"PRO","SK","ks",{"v":0.1,"d":"10.00%"},11.14,5.46,5.68,{"v":0.509874,"d":"50.9874%"},{"v":0,"d":"0.00"},"S","CHI, NCH, OPR, ORT, RHB, TRA",9021]
[2907,"J6.1.1",null,"J92097","Golier krčný AM-KM","z polyuretánovej peny; výška 8/10/12cm, veľkosti S, M, L","RE4","PL","ks",{"v":0.1,"d":"10.00%"},11.14,5.46,5.68,{"v":0.509874,"d":"50.9874%"},{"v":0,"d":"0.00"},"S","CHI, NCH, OPR, ORT, RHB, TRA",9021]
[2908,{"$nulls":3},"J6.1.2 Ortézy krčnej chrbtice vystužené",{"$nulls":11},12.61,"ks"]
[2909,"J6.1.2",null,"J58511","Golier ORTEL C2 Plus","fixačný golier","TLP","FR","ks",{"v":0.1,"d":"10.00%"},9.03,9.03,{"v":0,"d":"0.00"},{"v":0,"d":"0.0000%"},{"v":0,"d":"0.00"},"I","CHI, NCH, OPR, ORT, RHB, TRA",9021]
[2910,"J6.1.2",null,"J72468","NK 702 Golier","molitanový, spevnený plastom","NKE","IT","ks",{"v":0.1,"d":"10.00%"},9.03,9.03,{"v":0,"d":"0.00"},{"v":0,"d":"0.0000%"},{"v":0,"d":"0.00"},"I","CHI, NCH, OPR, ORT, RHB, TRA",9021]
[2911,"J6.1.2",null,"J37414","Krčný fixačný golier",null,"SFT","IT","ks",{"v":0.1,"d":"10.00%"},12.61,12.61,{"v":0,"d":"0.00"},{"v":0,"d":"0.0000%"},{"v":0,"d":"0.00"},"I","CHI, NCH, OPR, ORT, RHB, TRA",9021]
[2912,"J6.1.2","Z","J39135","ORTEL C3","nastaviteľný","TLP","FR","ks",{"v":0.1,"d":"10.00%"},12.61,12.61,{"v":0,"d":"0.00"},{"v":0,"d":"0.0000%"},{"v":0,"d":"0.00"},"I","CHI, NCH, OPR, ORT, RHB, TRA",9021]
[2913,"J6.1.2",null,"J35033","ORTÉZA ORTIKA OR-20A","golier fixačný s výstuhou","OTK","CZ","ks",{"v":0.1,"d":"10.00%"},{"v":13.5,"d":"13.50"},12.61,0.89,{"v":0.065926,"d":"6.5926%"},{"v":0,"d":"0.00"},"S","CHI, NCH, OPR, ORT, RHB, TRA",9021]
[2914,"J6.1.2",null,"J92669","ORTEX 015D","Golier krčný anatomicky vystužený,veľ.S,M,L,XL","ORH","CZ","ks",{"v":0.1,"d":"10.00%"},16.37,12.61,3.76,{"v":0.229688,"d":"22.9688%"},{"v":0,"d":"0.00"},"S","CHI, NCH, OPR, ORT, RHB, TRA",9021]
[2915,"J6.1.2",null,"J92098","Golier krčný AM-KS","typu Florida; výška: 8/10/12cm, veľkosti S, M, L","RE4","PL","ks",{"v":0.1,"d":"10.00%"},18.33,12.61,5.72,{"v":0.31205700000000003,"d":"31.2057%"},{"v":0,"d":"0.00"},"S","CHI, NCH, OPR, ORT, RHB, TRA",9021]
[2916,"J6.1.2",null,"J90860","Golier krčný polotvrdý tvarovaný","model CC121, veľkosti: XS, S, M, L, XL","PRD","ES","ks",{"v":0.1,"d":"10.00%"},18.33,12.61,5.72,{"v":0.31205700000000003,"d":"31.2057%"},{"v":0,"d":"0.00"},"S","CHI, NCH, OPR, ORT, RHB, TRA",9021]
[2917,"J6.1.2",null,"J32672","Golier extenčný z polyetylénu","Pomôcka odľahčujúca a stabilizujúca krčnú chrbticu","PRO","SK","ks",{"v":0.1,"d":"10.00%"},18.36,12.61,5.75,{"v":0.313181,"d":"31.3181%"},{"v":0,"d":"0.00"},"S","CHI, NCH, OPR, ORT, RHB, TRA",9021]
[2918,{"$nulls":3},"J6.1.3 Ortézy krčnej chrbtice vystužené s otvorom na tracheostómiu",{"$nulls":11},18.81,"ks"]
[2919,"J6.1.3",null,"J73145","Golier Philadelphia Tracheotomy","tracheálny otvor","P3C","US","ks",{"v":0.1,"d":"10.00%"},14.89,14.89,{"v":0,"d":"0.00"},{"v":0,"d":"0.0000%"},{"v":0,"d":"0.00"},"I","CHI, NCH, OPR, ORT, RHB, TRA",90211010]
[2920,"J6.1.3",null,"J73146","Golier Philadelphia Tracheotomy","tracheálny otvor, detský","P3C","US","ks",{"v":0.1,"d":"10.00%"},14.89,14.89,{"v":0,"d":"0.00"},{"v":0,"d":"0.0000%"},{"v":0,"d":"0.00"},"I","CHI, NCH, OPR, ORT, RHB, TRA",90211010]
[2921,"J6.1.3",null,"J71251","ORTEL C4 Rigid","pevný fixačný golier s oporou brady","TLP","FR","ks",{"v":0.1,"d":"10.00%"},18.81,18.81,{"v":0,"d":"0.00"},{"v":0,"d":"0.0000%"},{"v":0,"d":"0.00"},"I","CHI, NCH, OPR, ORT, RHB, TRA",9021]
[2922,"J6.1.3",null,"J34332","Philadelphia","fixátor, pomôcka odľahčujúca krčnú chrbticu","DJY","US","ks",{"v":0.1,"d":"10.00%"},18.81,18.81,{"v":0,"d":"0.00"},{"v":0,"d":"0.0000%"},{"v":0,"d":"0.00"},"I","CHI, NCH, OPR, ORT, RHB, TRA",9021]
[2923,"J6.1.3","Z","J69493","Philadelphia fixačný golier","veľkosti: S,M,L,XL - 1 kus v balení","OSU","IS","ks",{"v":0.1,"d":"10.00%"},18.81,18.81,{"v":0,"d":"0.00"},{"v":0,"d":"0.0000%"},{"v":0,"d":"0.00"},"I","CHI, NCH, OPR, ORT, RHB, TRA",90211010]
[2924,"J6.1.3",null,"J94034","Golier krčný Philadelphia Tracheo","s otvorom na tracheostómiu, vstužený; veľkosti S, M, L, XL","PRD","ES","ks",{"v":0.1,"d":"10.00%"},29.61,18.81,{"v":10.8,"d":"10.80"},{"v":0.364742,"d":"36.4742%"},{"v":0,"d":"0.00"},"S","CHI, NCH, OPR, ORT, RHB, TRA",9021]
[2925,"J6.1.3",null,"J92225","ORTEL C4 VARIO","krčný golier s tracheálnym otvorom","TLP","FR","ks",{"v":0.1,"d":"10.00%"},29.62,18.81,10.81,{"v":0.36495600000000006,"d":"36.4956%"},{"v":0,"d":"0.00"},"S","CHI, NCH, OPR, ORT, RHB, TRA",90210100]
[2926,{"$nulls":3},"J6.2 Pásy bedrové"]
[2927,{"$nulls":3},"J6.2.1 Pásy bedrové neoprénové"]
[2928,{"$nulls":3},"J6.2.1.1 Pásy bedrové neoprénové nevystužené",{"$nulls":11},26.08,"ks"]
[2929,"J6.2.1.1",null,"J86886","ELAST Gerda - Pás zdravotný tehotenský","s výstuhou chrbta, univerzálny","TNE","LV","ks",{"v":0.2,"d":"20.00%"},21.05,21.05,{"v":0,"d":"0.00"},{"v":0,"d":"0.0000%"},{"v":0,"d":"0.00"},"I","CHI, NCH, OPR, ORT, RHB, TRA",62129]
[2930,"J6.2.1.1",null,"J79203","ORTEL P","panvový pás pre tehotné","TLP","FR","ks",{"v":0.2,"d":"20.00%"},21.05,21.05,{"v":0,"d":"0.00"},{"v":0,"d":"0.0000%"},{"v":0,"d":"0.00"},"I","CHI, NCH, OPR, ORT, RHB, TRA",62129]
[2931,"J6.2.1.1",null,"J86406","ELAST Kira - Pás zdravotný tehotenský","so zvýšenou výstuhou chrbta","TNE","LV","ks",{"v":0.2,"d":"20.00%"},23.34,23.34,{"v":0,"d":"0.00"},{"v":0,"d":"0.0000%"},{"v":0,"d":"0.00"},"I","CHI, NCH, OPR, ORT, RHB, TRA",62129]
[2932,"J6.2.1.1",null,"J56585","Pás bedrový- malý",null,"REG","CZ","ks",{"v":0.2,"d":"20.00%"},23.39,23.39,{"v":0,"d":"0.00"},{"v":0,"d":"0.0000%"},{"v":0,"d":"0.00"},"I","CHI, NCH, OPR, ORT, RHB, TRA",62129]
[2933,"J6.2.1.1",null,"J93174","Pás bedrový","Neoprénový, veľkosti XS, S,M,L,XL,XXL,XXXL","REX","HU","ks",{"v":0.1,"d":"10.00%"},23.91,23.91,{"v":0,"d":"0.00"},{"v":0,"d":"0.0000%"},{"v":0,"d":"0.00"},"I","CHI, NCH, OPR, ORT, RHB, TRA",90211010]
[2934,"J6.2.1.1",null,"J98525","Bandáž drieku neoprénová TONUS 0312","veľkosti S, M, L, XL, XXL","TNE","LV","ks",{"v":0.1,"d":"10.00%"},{"v":26,"d":"26.00"},{"v":26,"d":"26.00"},{"v":0,"d":"0.00"},{"v":0,"d":"0.0000%"},{"v":0,"d":"0.00"},"I","CHI, NCH, OPR, ORT, RHB, TRA",62129]
[2935,"J6.2.1.1",null,"J98551","Pás bedrový tehotenský ELAST 9806 Gerda AIR","s výstužou; veľkosti XS, S, M-L","TNE","LV","ks",{"v":0.1,"d":"10.00%"},{"v":26,"d":"26.00"},{"v":26,"d":"26.00"},{"v":0,"d":"0.00"},{"v":0,"d":"0.0000%"},{"v":0,"d":"0.00"},"I","CHI, NCH, OPR, ORT, RHB, TRA",62129]
[2936,"J6.2.1.1","Z","J22116","Bandáž drieku PA-1",null,"PRO","SK","ks",{"v":0.2,"d":"20.00%"},26.08,26.08,{"v":0,"d":"0.00"},{"v":0,"d":"0.0000%"},{"v":0,"d":"0.00"},"I","CHI, NCH, OPR, ORT, RHB, TRA",62129]
[2937,"J6.2.1.1",null,"J56586","Pás bedrový","neoprénový stredný","REG","CZ","ks",{"v":0.2,"d":"20.00%"},26.08,26.08,{"v":0,"d":"0.00"},{"v":0,"d":"0.0000%"},{"v":0,"d":"0.00"},"I","CHI, NCH, OPR, ORT, RHB, TRA",62129]
[2938,"J6.2.1.1",null,"J56587","Pás bedrový - veľký",null,"REG","CZ","ks",{"v":0.2,"d":"20.00%"},26.08,26.08,{"v":0,"d":"0.00"},{"v":0,"d":"0.0000%"},{"v":0,"d":"0.00"},"I","CHI, NCH, OPR, ORT, RHB, TRA",62129]
[2939,"J6.2.1.1",null,"J89444","Pás bedrový","S, M, L, XL,XXL","AAO","GR","ks",{"v":0.2,"d":"20.00%"},31.68,26.08,{"v":5.6,"d":"5.60"},{"v":0.176768,"d":"17.6768%"},{"v":0,"d":"0.00"},"S","CHI, NCH, OPR, ORT, RHB, TRA",62129]
[2940,"J6.2.1.1",null,"J91775","Ortéza chrbta U-LK","lumbálny pás neoprénový ActivPren; univerzálna veľkosť","RE4","PL","ks",{"v":0.2,"d":"20.00%"},32.86,26.08,6.78,{"v":0.20632999999999999,"d":"20.6330%"},{"v":0,"d":"0.00"},"S","CHI, NCH, OPR, ORT, RHB, TRA",62129]
[2941,"J6.2.1.1",null,"J83863","Pás bedrový neoprénový PT 0905","XS, S, M, L, XL, XXL, XXXL","PTM","PL","ks",{"v":0.1,"d":"10.00%"},33.01,26.08,6.93,{"v":0.209936,"d":"20.9936%"},{"v":0,"d":"0.00"},"S","CHI, NCH, OPR, ORT, RHB, TRA",6115109009]
[2942,"J6.2.1.1",null,"J76616","Pás elastický","tehotenský 2062","OME","US","ks",{"v":0.2,"d":"20.00%"},35.06,26.08,8.98,{"v":0.25613199999999997,"d":"25.6132%"},{"v":0,"d":"0.00"},"S","CHI, NCH, OPR, ORT, RHB, TRA",62129]
[2943,"J6.2.1.1",null,"J87658","LOMBAMUM","postoj korigujúci tehotenský pás s nastaviteľnou úrovňou kompresie","TLP","FR","ks",{"v":0.2,"d":"20.00%"},49.72,26.08,23.64,{"v":0.475463,"d":"47.5463%"},{"v":0,"d":"0.00"},"S","CHI, NCH, OPR, ORT, RHB, TRA",902101000]
[2944,{"$nulls":3},"J6.2.1.2 Pásy bedrové neoprénové vystužené",{"$nulls":11},23.39,"ks"]
[2945,"J6.2.1.2",null,"J72471","NK 210 Bandáž drieku vysoká","perforovaný, polyetylénová výstuž vzadu","NKE","IT","ks",{"v":0.1,"d":"10.00%"},22.92,22.92,{"v":0,"d":"0.00"},{"v":0,"d":"0.0000%"},{"v":0,"d":"0.00"},"I","CHI, NCH, OPR, ORT, RHB, TRA",9021]
[2946,"J6.2.1.2",null,"J70421","ORTHOPOM 031","tri kovové výstuhy, zateplenie","OPO","CZ","ks",{"v":0.1,"d":"10.00%"},23.34,23.34,{"v":0,"d":"0.00"},{"v":0,"d":"0.0000%"},{"v":0,"d":"0.00"},"I","CHI, NCH, OPR, ORT, RHB, TRA",9021]
[2947,"J6.2.1.2","Z","J22117","Bandáž drieku PA-2","XXS/XS, S/M, L, XL, XXL","PRO","SK","ks",{"v":0.1,"d":"10.00%"},23.39,23.39,{"v":0,"d":"0.00"},{"v":0,"d":"0.0000%"},{"v":0,"d":"0.00"},"I","CHI, NCH, OPR, ORT, RHB, TRA",9021]
[2948,"J6.2.1.2",null,"J56588","Pás bedrový","vystužený neoprénový","REG","CZ","ks",{"v":0.1,"d":"10.00%"},23.39,23.39,{"v":0,"d":"0.00"},{"v":0,"d":"0.0000%"},{"v":0,"d":"0.00"},"I","CHI, NCH, OPR, ORT, RHB, TRA",9021]
[2949,"J6.2.1.2",null,"J56589","Pás bedrový","zdvojený neoprénový","REG","CZ","ks",{"v":0.1,"d":"10.00%"},23.39,23.39,{"v":0,"d":"0.00"},{"v":0,"d":"0.0000%"},{"v":0,"d":"0.00"},"I","CHI, NCH, OPR, ORT, RHB, TRA",9021]
[2950,"J6.2.1.2",null,"J28014","Spevňujúci pás","bedrový regulovateľný","GIB","FR","ks",{"v":0.1,"d":"10.00%"},25.78,23.39,2.39,{"v":0.092708,"d":"9.2708%"},{"v":0,"d":"0.00"},"S","CHI, NCH, OPR, ORT, RHB, TRA",9021]
[2951,"J6.2.1.2",null,"J35013","ORTÉZA ORTIKA OR-11B","BEDERNÝ PÁS S DLAHAMI","OTK","CZ","ks",{"v":0.1,"d":"10.00%"},27.81,23.39,4.42,{"v":0.158936,"d":"15.8936%"},{"v":0,"d":"0.00"},"S","CHI, NCH, OPR, ORT, RHB, TRA",9021]
[2952,"J6.2.1.2",null,"J72469","HP 820 Pás driekový","vystužený,perforovaný neoprén","NKE","IT","ks",{"v":0.1,"d":"10.00%"},30.58,23.39,7.19,{"v":0.235121,"d":"23.5121%"},{"v":0,"d":"0.00"},"S","CHI, NCH, OPR, ORT, RHB, TRA",9021]
[2953,"J6.2.1.2",null,"J70591","COMFORTFORM BACK","spevňovací","DJY","US","ks",{"v":0.1,"d":"10.00%"},37.77,23.39,14.38,{"v":0.380725,"d":"38.0725%"},{"v":0,"d":"0.00"},"S","CHI, NCH, OPR, ORT, RHB, TRA",9021]
[2954,"J6.2.1.2",null,"J89445","Pás krížový neoprénový s kosticami","S, M, L, XL,XXL","AAO","GR","ks",{"v":0.1,"d":"10.00%"},38.28,23.39,14.89,{"v":0.388976,"d":"38.8976%"},{"v":0,"d":"0.00"},"S","CHI, NCH, OPR, ORT, RHB, TRA",9021]
[2955,"J6.2.1.2",null,"J90862","Ortéza chrbta lumbosakrálna termokompresívna","model TL156; veľkosti S, M, L, XL","PRD","ES","ks",{"v":0.1,"d":"10.00%"},38.56,23.39,15.17,{"v":0.39341299999999996,"d":"39.3413%"},{"v":0,"d":"0.00"},"S","CHI, NCH, OPR, ORT, RHB, TRA",9021]
[2956,"J6.2.1.2",null,"J31498","DRYTEX LUMBOSACRAL SUPPORT","Drieková ortéza","DJY","US","ks",{"v":0.1,"d":"10.00%"},96.32,23.39,72.93,{"v":0.757164,"d":"75.7164%"},{"v":0,"d":"0.00"},"S","CHI, NCH, OPR, ORT, RHB, TRA",9021]
[2957,{"$nulls":3},"J6.2.2 Pásy bedrové textilné pružné"]
[2958,{"$nulls":3},"J6.2.2.1 Pásy bedrové textilné pružné bez výstuže",{"$nulls":11},17.97,"ks"]
[2959,"J6.2.2.1",null,"J83592","Pás univerzálny","Bedrovo - brušný pás univerzálny výška 30 cm","PTM","PL","ks",{"v":0.1,"d":"10.00%"},12.54,12.54,{"v":0,"d":"0.00"},{"v":0,"d":"0.0000%"},{"v":0,"d":"0.00"},"I","CHI, NCH, OPR, ORT, RHB, TRA",6115109009]
[2960,"J6.2.2.1",null,"J88889","Pás univerzálny","Bedrovo - brušný pás univerzálny výška 22 cm","PTM","PL","ks",{"v":0.1,"d":"10.00%"},12.54,12.54,{"v":0,"d":"0.00"},{"v":0,"d":"0.0000%"},{"v":0,"d":"0.00"},"I","CHI, NCH, OPR, ORT, RHB, TRA",6115109009]
[2961,"J6.2.2.1",null,"J83586","Pás univerzálny","Bedrovo - brušný pás univerzálny výška 24 cm","PTM","PL","ks",{"v":0.1,"d":"10.00%"},13.11,13.11,{"v":0,"d":"0.00"},{"v":0,"d":"0.0000%"},{"v":0,"d":"0.00"},"I","CHI, NCH, OPR, ORT, RHB, TRA",6115109009]
[2962,"J6.2.2.1",null,"J21005","Bedrový pás ženský","Bedrový pás elastický","PRO","SK","ks",{"v":0.2,"d":"20.00%"},14.54,14.54,{"v":0,"d":"0.00"},{"v":0,"d":"0.0000%"},{"v":0,"d":"0.00"},"I","CHI, NCH, OPR, ORT, RHB, TRA",62129]
[2963,"J6.2.2.1",null,"J21006","Bedrový pás ženský","Bedrový pás elastický","PRO","SK","ks",{"v":0.2,"d":"20.00%"},15.91,15.91,{"v":0,"d":"0.00"},{"v":0,"d":"0.0000%"},{"v":0,"d":"0.00"},"I","CHI, NCH, OPR, ORT, RHB, TRA",62129]
[2964,"J6.2.2.1",null,"J93106","Pás univerzálny","Bedrovo-brušný pás výška 24 cm","MBL","PL","ks",{"v":0.1,"d":"10.00%"},{"v":17.2,"d":"17.20"},{"v":17.2,"d":"17.20"},{"v":0,"d":"0.00"},{"v":0,"d":"0.0000%"},{"v":0,"d":"0.00"},"I","CHI, NCH, OPR, ORT, RHB, TRA",90211010]
[2965,"J6.2.2.1",null,"J21007","Bedrový pás ženský","Bedrový pás elastický","PRO","SK","ks",{"v":0.2,"d":"20.00%"},17.25,17.25,{"v":0,"d":"0.00"},{"v":0,"d":"0.0000%"},{"v":0,"d":"0.00"},"I","CHI, NCH, OPR, ORT, RHB, TRA",62129]
[2966,"J6.2.2.1",null,"J21008","Bedrový pás ženský","Bedrový pás elastický","PRO","SK","ks",{"v":0.2,"d":"20.00%"},17.97,17.97,{"v":0,"d":"0.00"},{"v":0,"d":"0.0000%"},{"v":0,"d":"0.00"},"I","CHI, NCH, OPR, ORT, RHB, TRA",62129]
[2967,"J6.2.2.1",null,"J21009","Bedrový pás ženský","Bedrový pás elastický","PRO","SK","ks",{"v":0.2,"d":"20.00%"},17.97,17.97,{"v":0,"d":"0.00"},{"v":0,"d":"0.0000%"},{"v":0,"d":"0.00"},"I","CHI, NCH, OPR, ORT, RHB, TRA",62129]
[2968,"J6.2.2.1",null,"J35012","ORTÉZA ORTIKA OR-11A","BEDERNÝ ELASTICKÝ PÁS","OTK","CZ","ks",{"v":0.1,"d":"10.00%"},17.97,17.97,{"v":0,"d":"0.00"},{"v":0,"d":"0.0000%"},{"v":0,"d":"0.00"},"I","CHI, NCH, OPR, ORT, RHB, TRA",9021]
[2969,"J6.2.2.1","Z","J92406","Pás brušno-bedrový OrthoPrim, model 983","gumotextilný; šírka 28cm, veľkosti S, L","PRD","ES","ks",{"v":0.1,"d":"10.00%"},17.97,17.97,{"v":0,"d":"0.00"},{"v":0,"d":"0.0000%"},{"v":0,"d":"0.00"},"I","CHI, NCH, OPR, ORT, RHB, TRA",9021]
[2970,{"$nulls":3},"J6.2.2.2 Pásy bedrové textilné pružné vystužené",{"$nulls":11},25.59,"ks"]
[2971,"J6.2.2.2",null,"J89813","Ortéza drieková s výstuhami","gumotextilná","MNG","TW","ks",{"v":0.1,"d":"10.00%"},24.41,24.41,{"v":0,"d":"0.00"},{"v":0,"d":"0.0000%"},{"v":0,"d":"0.00"},"I","CHI, NCH, OPR, ORT, RHB, TRA",90211010]
[2972,"J6.2.2.2",null,"J76632","Pás sakro-lumbálny 2168","elast. s výstužou, S-XXL","OME","TW","ks",{"v":0.1,"d":"10.00%"},24.42,24.42,{"v":0,"d":"0.00"},{"v":0,"d":"0.0000%"},{"v":0,"d":"0.00"},"I","CHI, NCH, OPR, ORT, RHB, TRA",90214000]
[2973,"J6.2.2.2",null,"J76633","Pás driekový 2169","elast. s výstužou, S-XXL, pracov.","OME","TW","ks",{"v":0.1,"d":"10.00%"},25.58,25.58,{"v":0,"d":"0.00"},{"v":0,"d":"0.0000%"},{"v":0,"d":"0.00"},"I","CHI, NCH, OPR, ORT, RHB, TRA",90214000]
[2974,"J6.2.2.2",null,"J53675","Bandáž gumotextilná PA-21",null,"PRO","SK","ks",{"v":0.1,"d":"10.00%"},25.59,25.59,{"v":0,"d":"0.00"},{"v":0,"d":"0.0000%"},{"v":0,"d":"0.00"},"I","CHI, NCH, OPR, ORT, RHB, TRA",9021]
[2975,"J6.2.2.2",null,"J83503","Driekový pás 150501","elastický priedušný pás s výstužou","TLP","FR","ks",{"v":0.1,"d":"10.00%"},25.59,25.59,{"v":0,"d":"0.00"},{"v":0,"d":"0.0000%"},{"v":0,"d":"0.00"},"I","CHI, NCH, OPR, ORT, RHB, TRA",902101000]
[2976,"J6.2.2.2",null,"J39138","ORTELCROSS- kombinovaný lumbálny pás s krížovou výstuhou",null,"TLP","FR","ks",{"v":0.1,"d":"10.00%"},25.59,25.59,{"v":0,"d":"0.00"},{"v":0,"d":"0.0000%"},{"v":0,"d":"0.00"},"I","CHI, NCH, OPR, ORT, RHB, TRA",9021]
[2977,"J6.2.2.2",null,"J59553","ORTEX 011 D","spevňujúca,elastická","ORH","CZ","ks",{"v":0.1,"d":"10.00%"},25.59,25.59,{"v":0,"d":"0.00"},{"v":0,"d":"0.0000%"},{"v":0,"d":"0.00"},"I","CHI, NCH, OPR, ORT, RHB, TRA",9021]
[2978,"J6.2.2.2",null,"J91333","Pás bedrový podporný","CPO-6202, so 4 integrovanými výstužami, výška 23 cm, veľkosť: M,L,XL","CMF","TW","ks",{"v":0.1,"d":"10.00%"},25.59,25.59,{"v":0,"d":"0.00"},{"v":0,"d":"0.0000%"},{"v":0,"d":"0.00"},"I","CHI, NCH, OPR, ORT, RHB, TRA",9021]
[2979,"J6.2.2.2",null,"J91336","Pás bedrový podporný","CPO-6207, s 2 integrovanými výstužami, výška 15 cm, veľkosť: M,L,XL","CMF","TW","ks",{"v":0.1,"d":"10.00%"},25.59,25.59,{"v":0,"d":"0.00"},{"v":0,"d":"0.0000%"},{"v":0,"d":"0.00"},"I","CHI, NCH, OPR, ORT, RHB, TRA",9021]
[2980,"J6.2.2.2",null,"J91335","Pás bedrový podporný priedušný","CPO-6204, so 4 integrovanými výstužami, výška 20 cm, veľkosť: M,L,XL","CMF","TW","ks",{"v":0.1,"d":"10.00%"},25.59,25.59,{"v":0,"d":"0.00"},{"v":0,"d":"0.0000%"},{"v":0,"d":"0.00"},"I","CHI, NCH, OPR, ORT, RHB, TRA",9021]
[2981,"J6.2.2.2",null,"J93105","Pás krížový","Veľkosti S/M, L/XL,XXL/XXXL","MBL","PL","ks",{"v":0.1,"d":"10.00%"},25.59,25.59,{"v":0,"d":"0.00"},{"v":0,"d":"0.0000%"},{"v":0,"d":"0.00"},"I","CHI, NCH, OPR, ORT, RHB, TRA",90211010]
[2982,"J6.2.2.2",null,"J93163","Pás krížový ortopedický","S kosticami, veľkosti S,M,L,XL,XXL,XXXL","REX","HU","ks",{"v":0.1,"d":"10.00%"},25.59,25.59,{"v":0,"d":"0.00"},{"v":0,"d":"0.0000%"},{"v":0,"d":"0.00"},"I","CHI, NCH, OPR, ORT, RHB, TRA",90211010]
[2983,"J6.2.2.2","Z","J96860","Pás lumbosakrálny PA-26","s výstuhami a elastickými popruhmi, veľkosť: S,M,L,XL,XXL,XXXL","PRO","SK","ks",{"v":0.1,"d":"10.00%"},25.59,25.59,{"v":0,"d":"0.00"},{"v":0,"d":"0.0000%"},{"v":0,"d":"0.00"},"I","CHI, NCH, OPR, ORT, RHB, TRA",9021]
[2984,"J6.2.2.2",null,"J28018","Krížový pás","s kosticami","GIB","FR","ks",{"v":0.1,"d":"10.00%"},26.32,25.59,0.73,{"v":0.027736,"d":"2.7736%"},{"v":0,"d":"0.00"},"S","CHI, NCH, OPR, ORT, RHB, TRA",9021]
[2985,"J6.2.2.2",null,"J39140","DYNACROSS- kombinovaný bedrový pás, spevnený s výstuhou",null,"TLP","FR","ks",{"v":0.1,"d":"10.00%"},26.56,25.59,0.97,{"v":0.036521,"d":"3.6521%"},{"v":0,"d":"0.00"},"S","CHI, NCH, OPR, ORT, RHB, TRA",9021]
[2986,"J6.2.2.2",null,"J96611","Pás lumbo-sakrálny","AT04502","ANK","PL","ks",{"v":0.1,"d":"10.00%"},27.35,25.59,1.76,{"v":0.064351,"d":"6.4351%"},{"v":0,"d":"0.00"},"S","CHI, NCH, OPR, ORT, RHB, TRA",39229000]
[2987,"J6.2.2.2",null,"J96612","Pás lumbo-sakrálny","AT04503","ANK","PL","ks",{"v":0.1,"d":"10.00%"},27.35,25.59,1.76,{"v":0.064351,"d":"6.4351%"},{"v":0,"d":"0.00"},"S","CHI, NCH, OPR, ORT, RHB, TRA",39229000]
[2988,"J6.2.2.2",null,"J96613","Pás lumbo-sakrálny","AT04504, pracovný","ANK","PL","ks",{"v":0.1,"d":"10.00%"},27.35,25.59,1.76,{"v":0.064351,"d":"6.4351%"},{"v":0,"d":"0.00"},"S","CHI, NCH, OPR, ORT, RHB, TRA",39229000]
[2989,"J6.2.2.2",null,"J97771","Ortéza lumbosakrálna Deluxe 2368","elastická s výstužou, S-XXL","OME","US","ks",{"v":0.1,"d":"10.00%"},29.04,25.59,3.45,{"v":0.118802,"d":"11.8802%"},{"v":0,"d":"0.00"},"S","CHI, NCH, OPR, ORT, RHB, TRA",9021]
[2990,"J6.2.2.2",null,"J97772","Ortéza lumbosakrálna Deluxe 2369","elastická s výstužou, výška 30,5cm, S-XXL","OME","US","ks",{"v":0.1,"d":"10.00%"},30.36,25.59,4.77,{"v":0.157115,"d":"15.7115%"},{"v":0,"d":"0.00"},"S","CHI, NCH, OPR, ORT, RHB, TRA",9021]
[2991,"J6.2.2.2",null,"J39139","DYNACROSS ACTIVITY- kombinovaný lumbálny pás","s krížovou výstuhou a dvojitým upínaním","TLP","FR","ks",{"v":0.1,"d":"10.00%"},30.72,25.59,5.13,{"v":0.166992,"d":"16.6992%"},{"v":0,"d":"0.00"},"S","CHI, NCH, OPR, ORT, RHB, TRA",9021]
[2992,"J6.2.2.2",null,"J98545","Pás bedrový gumotextilný TONUS 12-01 LUX","elastický, s výstužou a odnímateľnými popruhmi; veľkosti M, L, XL, XXL, XXXL, 4XL","TNE","LV","ks",{"v":0.1,"d":"10.00%"},30.84,25.59,5.25,{"v":0.170233,"d":"17.0233%"},{"v":0,"d":"0.00"},"S","CHI, NCH, OPR, ORT, RHB, TRA",9021]
[2993,"J6.2.2.2",null,"J98549","Pás hrudno-bedrový ELAST 0109-01 COMFORT","s tvarovateľnou výstužou, s vystuženými ramennými popruhmi; veľkosti S, M, L, XL","TNE","LV","ks",{"v":0.1,"d":"10.00%"},30.84,25.59,5.25,{"v":0.170233,"d":"17.0233%"},{"v":0,"d":"0.00"},"S","CHI, NCH, OPR, ORT, RHB, TRA",9021]
[2994,"J6.2.2.2",null,"J37427","Lumbo-sakrálny ochranný a podporný pás","zdvojený ťah","SFT","IT","ks",{"v":0.1,"d":"10.00%"},{"v":30.9,"d":"30.90"},25.59,5.31,{"v":0.171845,"d":"17.1845%"},{"v":0,"d":"0.00"},"S","CHI, NCH, OPR, ORT, RHB, TRA",9021]
[2995,"J6.2.2.2",null,"J89815","Ortéza drieková nastaviteľná","s dlahami, gumotextilná","MNG","TW","ks",{"v":0.1,"d":"10.00%"},{"v":30.9,"d":"30.90"},25.59,5.31,{"v":0.171845,"d":"17.1845%"},{"v":0,"d":"0.00"},"S","CHI, NCH, OPR, ORT, RHB, TRA",90211010]
[2996,"J6.2.2.2",null,"J89814","Ortéza drieková s výstuhami","neoprénová","MNG","TW","ks",{"v":0.1,"d":"10.00%"},{"v":30.9,"d":"30.90"},25.59,5.31,{"v":0.171845,"d":"17.1845%"},{"v":0,"d":"0.00"},"S","CHI, NCH, OPR, ORT, RHB, TRA",90211010]
[2997,"J6.2.2.2",null,"J89811","Pás brušný","gumotextilný","MNG","TW","ks",{"v":0.1,"d":"10.00%"},{"v":30.9,"d":"30.90"},25.59,5.31,{"v":0.171845,"d":"17.1845%"},{"v":0,"d":"0.00"},"S","CHI, NCH, OPR, ORT, RHB, TRA",90211010]
[2998,"J6.2.2.2",null,"J37429","Pracovný lumbo-sakrálny ochranný a podporný pás",null,"SFT","IT","ks",{"v":0.1,"d":"10.00%"},{"v":30.9,"d":"30.90"},25.59,5.31,{"v":0.171845,"d":"17.1845%"},{"v":0,"d":"0.00"},"S","CHI, NCH, OPR, ORT, RHB, TRA",9021]
[2999,"J6.2.2.2",null,"J90582","Ortéza chrbtice - elastická zadná podpora","model 523; veľkosti S, M, L, XL, XXL","PRD","ES","ks",{"v":0.1,"d":"10.00%"},30.93,25.59,5.34,{"v":0.17264800000000002,"d":"17.2648%"},{"v":0,"d":"0.00"},"S","CHI, NCH, OPR, ORT, RHB, TRA",9021]
[3000,"J6.2.2.2",null,"J91602","Ortéza chrbtice elastická","model 558; veľkosti S, M, L, XL","PRD","ES","ks",{"v":0.1,"d":"10.00%"},30.93,25.59,5.34,{"v":0.17264800000000002,"d":"17.2648%"},{"v":0,"d":"0.00"},"S","CHI, NCH, OPR, ORT, RHB, TRA",9021]
[3001,"J6.2.2.2",null,"J92061","Ortéza chrbtice Flexolumbex","model 820; veľkosť S, M, L, XL, XXL","PRD","ES","ks",{"v":0.1,"d":"10.00%"},30.93,25.59,5.34,{"v":0.17264800000000002,"d":"17.2648%"},{"v":0,"d":"0.00"},"S","CHI, NCH, OPR, ORT, RHB, TRA",9021]
[3002,"J6.2.2.2",null,"J77984","Pás lumbosakrálny PA-31","s dlahami a gumovým ťahom, priedušná","PRO","SK","ks",{"v":0.1,"d":"10.00%"},30.93,25.59,5.34,{"v":0.17264800000000002,"d":"17.2648%"},{"v":0,"d":"0.00"},"S","CHI, NCH, OPR, ORT, RHB, TRA",9021]
[3003,"J6.2.2.2",null,"J83578","Pás križový protireumatický s jantárom","S/M, L/XL, XXL/XXXL","PTM","PL","ks",{"v":0.1,"d":"10.00%"},31.03,25.59,5.44,{"v":0.17531400000000003,"d":"17.5314%"},{"v":0,"d":"0.00"},"S","CHI, NCH, OPR, ORT, RHB, TRA",6115109009]
[3004,"J6.2.2.2",null,"J83502","LOMBASKIN","driekový pás s efektom druhej kože","TLP","FR","ks",{"v":0.1,"d":"10.00%"},31.94,25.59,6.35,{"v":0.19881000000000001,"d":"19.8810%"},{"v":0,"d":"0.00"},"S","CHI, NCH, OPR, ORT, RHB, TRA",902101000]
[3005,"J6.2.2.2",null,"J79202","LOMBAX","pružný bedrový pás s výstužou a silnou kompresiou","TLP","FR","ks",{"v":0.1,"d":"10.00%"},33.58,25.59,7.99,{"v":0.237939,"d":"23.7939%"},{"v":0,"d":"0.00"},"S","CHI, NCH, OPR, ORT, RHB, TRA",9021]
[3006,"J6.2.2.2",null,"J89812","Ortéza hrudno- bedrová","S,M,L,XL,XXL","MNG","TW","ks",{"v":0.1,"d":"10.00%"},33.77,25.59,8.18,{"v":0.242227,"d":"24.2227%"},{"v":0,"d":"0.00"},"S","CHI, NCH, OPR, ORT, RHB, TRA",9021]
[3007,"J6.2.2.2",null,"J39137","LOMBACROSS ACTIVITY- lumbosakrálny pás s výstuhou",null,"TLP","FR","ks",{"v":0.1,"d":"10.00%"},33.79,25.59,{"v":8.2,"d":"8.20"},{"v":0.24267499999999997,"d":"24.2675%"},{"v":0,"d":"0.00"},"S","CHI, NCH, OPR, ORT, RHB, TRA",9021]
[3008,"J6.2.2.2",null,"J82333","ORTEX 011F","Ortéza bedrová elastická s výstuhami, veľ. XS,S,M,L,XL","ORH","CZ","ks",{"v":0.1,"d":"10.00%"},35.84,25.59,10.25,{"v":0.285993,"d":"28.5993%"},{"v":0,"d":"0.00"},"S","CHI, NCH, OPR, ORT, RHB, TRA",9021]
[3009,"J6.2.2.2",null,"J94085","Pás bedrový STW5802G","S,M,L,XL,XXL, s dlahami a popruhom","ZSS","CN","ks",{"v":0.1,"d":"10.00%"},{"v":36,"d":"36.00"},25.59,10.41,{"v":0.289167,"d":"28.9167%"},{"v":0,"d":"0.00"},"S","CHI, NCH, OPR, ORT, RHB, TRA",9021]
[3010,"J6.2.2.2",null,"J92196","Ortéza chrbtice 981N","bedrová, so 4 dlahami; veľkosti XS, S, M, L, XL, XXL","PRD","ES","ks",{"v":0.1,"d":"10.00%"},36.22,25.59,10.63,{"v":0.293484,"d":"29.3484%"},{"v":0,"d":"0.00"},"S","CHI, NCH, OPR, ORT, RHB, TRA",9021]
[3011,"J6.2.2.2",null,"J91774","Ortéza chrbta AM-SO-01","lumbálny pás text., mat. ProFit; veľkosti S,M,L, XL,XXL,XXXL","RE4","PL","ks",{"v":0.1,"d":"10.00%"},36.23,25.59,10.64,{"v":0.29367899999999997,"d":"29.3679%"},{"v":0,"d":"0.00"},"S","CHI, NCH, OPR, ORT, RHB, TRA",9021]
[3012,"J6.2.2.2",null,"J94042","Pás bedrový tehotenský vystužený AM-PC-01","priedušný materiál AirRubber; veľkosti M-XL","RE4","PL","ks",{"v":0.1,"d":"10.00%"},36.23,25.59,10.64,{"v":0.29367899999999997,"d":"29.3679%"},{"v":0,"d":"0.00"},"S","CHI, NCH, OPR, ORT, RHB, TRA",9021]
[3013,"J6.2.2.2",null,"J90863","Pás lumbosakrálny polotvrdý priedušný","model 232; veľkosti S, M, L, XL, XXL","PRD","ES","ks",{"v":0.1,"d":"10.00%"},36.23,25.59,10.64,{"v":0.29367899999999997,"d":"29.3679%"},{"v":0,"d":"0.00"},"S","CHI, NCH, OPR, ORT, RHB, TRA",9021]
[3014,"J6.2.2.2",null,"J93079","Pás lumbosakrálny polotvrdý priedušný 991","s driekovou výstužou a elastickými popruhmi; veľkosti XS-XXL","PRD","ES","ks",{"v":0.1,"d":"10.00%"},36.23,25.59,10.64,{"v":0.29367899999999997,"d":"29.3679%"},{"v":0,"d":"0.00"},"S","CHI, NCH, OPR, ORT, RHB, TRA",9021]
[3015,"J6.2.2.2",null,"J70590","SACRO-LUMBAR SUPPORT","spevňovací driekový pás","DJY","US","ks",{"v":0.1,"d":"10.00%"},36.23,25.59,10.64,{"v":0.29367899999999997,"d":"29.3679%"},{"v":0,"d":"0.00"},"S","CHI, NCH, OPR, ORT, RHB, TRA",9021]
[3016,"J6.2.2.2",null,"J28015","Krížový pás s kosticami pánsky","Super pevný","GIB","FR","ks",{"v":0.1,"d":"10.00%"},37.17,25.59,11.58,{"v":0.311542,"d":"31.1542%"},{"v":0,"d":"0.00"},"S","CHI, NCH, OPR, ORT, RHB, TRA",9021]
[3017,"J6.2.2.2",null,"J81774","Lumbo Sensa 50R10","lumbálny pás s prítlakovou pelotou vzadu, XS-XXL","OTO","DE","ks",{"v":0.1,"d":"10.00%"},41.58,25.59,15.99,{"v":0.38456,"d":"38.4560%"},{"v":0,"d":"0.00"},"S","CHI, NCH, OPR, ORT, RHB, TRA",9021]
[3018,"J6.2.2.2",null,"J86976","LOMBATECH","patentovaný stabilizačný driekový pás s prídavným upínacím popruhom a nastaviteľnou výškou výstuže, priedušný","TLP","FR","ks",{"v":0.1,"d":"10.00%"},55.64,25.59,30.05,{"v":0.540079,"d":"54.0079%"},{"v":0,"d":"0.00"},"S","CHI, NCH, OPR, ORT, RHB, TRA",902101000]
[3019,"J6.2.2.2",null,"J83504","LOMBAPRO COMFORT","stabilizačný driekový pás s odstupňovanou kompresiou","TLP","FR","ks",{"v":0.1,"d":"10.00%"},59.93,25.59,34.34,{"v":0.573002,"d":"57.3002%"},{"v":0,"d":"0.00"},"S","CHI, NCH, OPR, ORT, RHB, TRA",902101000]
[3020,"J6.2.2.2",null,"J69949","Lumbo direxa 50R50","lumbálny pás dlahami a stahovacím popruhom, S-XXXL","OTO","SE","ks",{"v":0.1,"d":"10.00%"},{"v":60.6,"d":"60.60"},25.59,35.01,{"v":0.577723,"d":"57.7723%"},{"v":0,"d":"0.00"},"S","CHI, NCH, OPR, ORT, RHB, TRA",9021]
[3021,"J6.2.2.2",null,"J78496","Lumba Direxa High 50R52","lumbálny pás dlahami a stahovacím popruhom, S-XXXL, vysoký","OTO","DE","ks",{"v":0.1,"d":"10.00%"},72.35,25.59,46.76,{"v":0.6463030000000001,"d":"64.6303%"},{"v":0,"d":"0.00"},"S","CHI, NCH, OPR, ORT, RHB, TRA",9021]
[3022,{"$nulls":3},"J6.2.3 Pásy bedrové textilné nepružné/pevné/",{"$nulls":11},11.77,"ks"]
[3023,"J6.2.3",null,"J40001","Bedrový pás ženský","Textilný  bedrový pás  s bedrovou výstužou,86 cm, 92 cm","MIR","SK","ks",{"v":0.1,"d":"10.00%"},10.97,10.97,{"v":0,"d":"0.00"},{"v":0,"d":"0.0000%"},{"v":0,"d":"0.00"},"I","CHI, NCH, OPR, ORT, RHB, TRA",9021]
[3024,"J6.2.3",null,"J40005","Bedrový pás mužský","Textilný  bedrový pás  s bedrovou výstužou, 94 cm, 99 cm","MIR","SK","ks",{"v":0.1,"d":"10.00%"},11.39,11.39,{"v":0,"d":"0.00"},{"v":0,"d":"0.0000%"},{"v":0,"d":"0.00"},"I","CHI, NCH, OPR, ORT, RHB, TRA",9021]
[3025,"J6.2.3",null,"J40006","Bedrový pás mužský","Textilný  bedrový pás  s bedrovou výstužou,  104 cm, 114 cm","MIR","SK","ks",{"v":0.1,"d":"10.00%"},11.39,11.39,{"v":0,"d":"0.00"},{"v":0,"d":"0.0000%"},{"v":0,"d":"0.00"},"I","CHI, NCH, OPR, ORT, RHB, TRA",9021]
[3026,"J6.2.3",null,"J40002","Bedrový pás ženský","Textilný  bedrový pás  s bedrovou výstužou, 100 cm, 107 cm","MIR","SK","ks",{"v":0.1,"d":"10.00%"},11.77,11.77,{"v":0,"d":"0.00"},{"v":0,"d":"0.0000%"},{"v":0,"d":"0.00"},"I","CHI, NCH, OPR, ORT, RHB, TRA",9021]
[3027,"J6.2.3","Z","J40003","Bedrový pás ženský","Textilný  bedrový pás  s bedrovou výstužou, 114 cm, 120 cm","MIR","SK","ks",{"v":0.1,"d":"10.00%"},11.77,11.77,{"v":0,"d":"0.00"},{"v":0,"d":"0.0000%"},{"v":0,"d":"0.00"},"I","CHI, NCH, OPR, ORT, RHB, TRA",9021]
[3028,{"$nulls":3},"J6.3 Pásy brušné"]
[3029,{"$nulls":3},"J6.3.1 Pásy brušné bez chrbtovej výstuže a podpinky",{"$nulls":11},10.97,"ks"]
[3030,"J6.3.1",null,"J94912","Pás brušný","AT04601, XS-XXXL","ANK","PL","ks",{"v":0.2,"d":"20.00%"},10.41,10.41,{"v":0,"d":"0.00"},{"v":0,"d":"0.0000%"},{"v":0,"d":"0.00"},"I","OPR,ORT,RHB,TRA,CHI",90214000]
[3031,"J6.3.1",null,"J95159","Pás brušný","AT04602, veľkosti XS-XXXL","ANK","PL","ks",{"v":0.2,"d":"20.00%"},10.51,10.51,{"v":0,"d":"0.00"},{"v":0,"d":"0.0000%"},{"v":0,"d":"0.00"},"I","OPR,ORT,RHB,TRA,CHI",90214000]
[3032,"J6.3.1","Z","J91893","Pás brušno-bedrový PA-25","gumotextilný, veľkosti S,M,L,XL,XXL","PRO","SK","ks",{"v":0.2,"d":"20.00%"},10.97,10.97,{"v":0,"d":"0.00"},{"v":0,"d":"0.0000%"},{"v":0,"d":"0.00"},"I","OPR,ORT,RHB,TRA,CHI",9021]
[3033,"J6.3.1",null,"J60519","Pás brušný elastický","veľkosť 75-78,85-95,95-105","MBP","SK","ks",{"v":0.2,"d":"20.00%"},15.41,10.97,4.44,{"v":0.288125,"d":"28.8125%"},{"v":0,"d":"0.00"},"S","OPR,ORT,RHB,TRA,CHI",62129]
[3034,"J6.3.1",null,"J36816","Pás brušný zdravotný II",null,"PRO","SK","ks",{"v":0.2,"d":"20.00%"},{"v":15.8,"d":"15.80"},10.97,4.83,{"v":0.305696,"d":"30.5696%"},{"v":0,"d":"0.00"},"S","OPR,ORT,RHB,TRA,CHI",62129]
[3035,"J6.3.1",null,"J60520","Pás brušný elastický","veľ.105-115-,115-125,125-135,135-145","MBP","SK","ks",{"v":0.2,"d":"20.00%"},{"v":18.4,"d":"18.40"},10.97,7.43,{"v":0.403804,"d":"40.3804%"},{"v":0,"d":"0.00"},"S","OPR,ORT,RHB,TRA,CHI",62129]
[3036,{"$nulls":3},"J6.3.2 Pásy brušné bez chrbtovej výstuže s podpinkou",{"$nulls":11},17.94,"ks"]
[3037,"J6.3.2",null,"J60611","Brušný pás gumitexový veľkosť  116-122 cm, 122-128 cm","Pás zosilnený podpinkou","MBP","SK","ks",{"v":0.1,"d":"10.00%"},17.94,17.94,{"v":0,"d":"0.00"},{"v":0,"d":"0.0000%"},{"v":0,"d":"0.00"},"I","OPR,ORT,RHB,TRA,CHI",9021]
[3038,"J6.3.2","Z","J60610","Brušný pás gumitexový veľkosť 98-104cm, 104-110cm, 110-116 cm","Pás zosilnený podpinkou","MBP","SK","ks",{"v":0.1,"d":"10.00%"},17.94,17.94,{"v":0,"d":"0.00"},{"v":0,"d":"0.0000%"},{"v":0,"d":"0.00"},"I","OPR,ORT,RHB,TRA,CHI",9021]
[3039,"J6.3.2",null,"J28292","Brušný pás gumitexový veľkosť 80-86 cm,86-92 cm,92-98 cm","Pás zosilnený podpinkou","MBP","SK","ks",{"v":0.1,"d":"10.00%"},18.65,17.94,0.71,{"v":0.03807,"d":"3.8070%"},{"v":0,"d":"0.00"},"S","OPR,ORT,RHB,TRA,CHI",9021]
[3040,{"$nulls":3},"J6.3.3 Pásy brušno-bedrové/s bedrovou výstužou",{"$nulls":11},27.85,"ks"]
[3041,"J6.3.3",null,"J60609","Brušný pás textilný veľkosť 110,115,120,125,130,135 cm","Bedrová oblasť s výstuhou","MBP","SK","ks",{"v":0.2,"d":"20.00%"},17.44,17.44,{"v":0,"d":"0.00"},{"v":0,"d":"0.0000%"},{"v":0,"d":"0.00"},"I","OPR,ORT,RHB,TRA,CHI",62129]
[3042,"J6.3.3",null,"J28291","Brušný pás textilný veľkosť 80,85,90,95,100,105 cm","Bedrová oblasť s výstuhou","MBP","SK","ks",{"v":0.2,"d":"20.00%"},18.13,18.13,{"v":0,"d":"0.00"},{"v":0,"d":"0.0000%"},{"v":0,"d":"0.00"},"I","OPR,ORT,RHB,TRA,CHI",62129]
[3043,"J6.3.3",null,"J69588","Pás brušno-bederný typ PA 24","veľkosť: S M L XL XXL","PRO","SK","ks",{"v":0.2,"d":"20.00%"},18.13,18.13,{"v":0,"d":"0.00"},{"v":0,"d":"0.0000%"},{"v":0,"d":"0.00"},"I","OPR,ORT,RHB,TRA,CHI",62129]
[3044,"J6.3.3",null,"J60524","Pás brušný neoprénový s výstužou","veľ.66-72, 72-78, 78-85, 85-94, 94-102,102-110,110-118 cm","MBP","SK","ks",{"v":0.2,"d":"20.00%"},25.69,25.69,{"v":0,"d":"0.00"},{"v":0,"d":"0.0000%"},{"v":0,"d":"0.00"},"I","OPR,ORT,RHB,TRA,CHI",62129]
[3045,"J6.3.3",null,"J92668","ORTEX 031B","Pás brušný s výstuhami v bedrovej časti a prídavným ťahom,veľ.S,M,L,XL,XXL,XXXL","ORH","CZ","ks",{"v":0.1,"d":"10.00%"},27.59,27.59,{"v":0,"d":"0.00"},{"v":0,"d":"0.0000%"},{"v":0,"d":"0.00"},"I","OPR,ORT,RHB,TRA,CHI",9021]
[3046,"J6.3.3","Z","J88550","Pás lumbo-sakrálny PA - 41","S,M,L,XL,XXL - bedrová","PRO","SK","ks",{"v":0.1,"d":"10.00%"},27.85,27.85,{"v":0,"d":"0.00"},{"v":0,"d":"0.0000%"},{"v":0,"d":"0.00"},"I","OPR,ORT,RHB,TRA,CHI",9021]
[3047,{"$nulls":3},"J6.4 Pásy prietržové"]
[3048,{"$nulls":3},"J6.4.1 Pásy  prietržové slabinové",{"$nulls":11},34.44,"ks"]
[3049,"J6.4.1",null,"J53510","Pás prietržový ERGON , slabinový pravý",null,"ERG","CZ","ks",{"v":0.1,"d":"10.00%"},24.33,24.33,{"v":0,"d":"0.00"},{"v":0,"d":"0.0000%"},{"v":0,"d":"0.00"},"I","CHI,OPR",9021]
[3050,"J6.4.1",null,"J94041","Pás herniový obojstranný AM-2PP","priedušný materiál EcoRubber; veľkosti S-XL","RE4","PL","ks",{"v":0.1,"d":"10.00%"},34.43,34.43,{"v":0,"d":"0.00"},{"v":0,"d":"0.0000%"},{"v":0,"d":"0.00"},"I","CHI,OPR",9021]
[3051,"J6.4.1",null,"J37430","Hernia - zdravotný pás textilný obojstranný",null,"SFT","IT","ks",{"v":0.1,"d":"10.00%"},34.44,34.44,{"v":0,"d":"0.00"},{"v":0,"d":"0.0000%"},{"v":0,"d":"0.00"},"I","CHI,OPR",9021]
[3052,"J6.4.1",null,"J71252","ORTEL-prietržový pás","slabinový, obojstranný","TLP","FR","ks",{"v":0.1,"d":"10.00%"},34.44,34.44,{"v":0,"d":"0.00"},{"v":0,"d":"0.0000%"},{"v":0,"d":"0.00"},"I","CHI,OPR",9021]
[3053,"J6.4.1",null,"J37423","Pruhové slipy s bavlnou - stredný tlak",null,"SFT","IT","ks",{"v":0.1,"d":"10.00%"},34.44,34.44,{"v":0,"d":"0.00"},{"v":0,"d":"0.0000%"},{"v":0,"d":"0.00"},"I","CHI,OPR",9021]
[3054,"J6.4.1","Z","J37422","Pruhové slipy s rozdielnym tlakom",null,"SFT","IT","ks",{"v":0.1,"d":"10.00%"},34.44,34.44,{"v":0,"d":"0.00"},{"v":0,"d":"0.0000%"},{"v":0,"d":"0.00"},"I","CHI,OPR",9021]
[3055,"J6.4.1",null,"J89448","Fixátor prietržový slabinový","S, M, L, XL","AAO","GR","ks",{"v":0.1,"d":"10.00%"},34.72,34.44,0.28,{"v":0.008065,"d":"0.8065%"},{"v":0,"d":"0.00"},"S","CHI,OPR",9021]
[3056,"J6.4.1",null,"J28023","Pás prietržový slabinový",null,"GIB","FR","ks",{"v":0.1,"d":"10.00%"},36.26,34.44,1.82,{"v":0.050193,"d":"5.0193%"},{"v":0,"d":"0.00"},"S","CHI,OPR",9021]
[3057,"J6.4.1",null,"J76613","Pás herniový","obojstranný 2049","OME","US","ks",{"v":0.1,"d":"10.00%"},41.22,34.44,6.78,{"v":0.164483,"d":"16.4483%"},{"v":0,"d":"0.00"},"S","CHI,OPR",9021]
[3058,"J6.4.1",null,"J76625","Pás herniový","jednostranný 2149","OME","US","ks",{"v":0.1,"d":"10.00%"},41.22,34.44,6.78,{"v":0.164483,"d":"16.4483%"},{"v":0,"d":"0.00"},"S","CHI,OPR",9021]
[3059,{"$nulls":3},"J6.4.2 Pásy prietržové brušné",{"$nulls":11},35.85,"ks"]
[3060,"J6.4.2",null,"J91405","Pás brušný stomický","OR 14B, veľkosť S,M,L,XL,XXL, XXXL.","OTK","CZ","ks",{"v":0.1,"d":"10.00%"},{"v":23.1,"d":"23.10"},{"v":23.1,"d":"23.10"},{"v":0,"d":"0.00"},{"v":0,"d":"0.0000%"},{"v":0,"d":"0.00"},"I","CHI,OPR",9021]
[3061,"J6.4.2",null,"J96615","Pás stomický brušný","AT04603","ANK","PL","ks",{"v":0.1,"d":"10.00%"},23.42,23.42,{"v":0,"d":"0.00"},{"v":0,"d":"0.0000%"},{"v":0,"d":"0.00"},"I","CHI,OPR",39229000]
[3062,"J6.4.2",null,"J96616","Pás prietržový brušný","AT04604, s pelotou","ANK","PL","ks",{"v":0.1,"d":"10.00%"},27.35,27.35,{"v":0,"d":"0.00"},{"v":0,"d":"0.0000%"},{"v":0,"d":"0.00"},"I","CHI,OPR",39229000]
[3063,"J6.4.2",null,"J93108","Pás stomický brušný","Pri fistule čreva, veľkosti XS,S,M,L,XL,XXL,XXXL","MBL","PL","ks",{"v":0.1,"d":"10.00%"},{"v":35.8,"d":"35.80"},{"v":35.8,"d":"35.80"},{"v":0,"d":"0.00"},{"v":0,"d":"0.0000%"},{"v":0,"d":"0.00"},"I","CHI,OPR",90211010]
[3064,"J6.4.2",null,"J83829","Pás stomický brušný 22,24,30 PT 0105","XS,S,M,L,XL,XXL,XXXL-biely,  telový","PTM","PL","ks",{"v":0.1,"d":"10.00%"},{"v":35.8,"d":"35.80"},{"v":35.8,"d":"35.80"},{"v":0,"d":"0.00"},{"v":0,"d":"0.0000%"},{"v":0,"d":"0.00"},"I","CHI,OPR",6115109009]
[3065,"J6.4.2",null,"J83845","Prietržové dámske nohavičky PT 0112","S,M,L,XL,XXL","PTM","PL","ks",{"v":0.1,"d":"10.00%"},35.85,35.85,{"v":0,"d":"0.00"},{"v":0,"d":"0.0000%"},{"v":0,"d":"0.00"},"I","CHI,OPR",6115109009]
[3066,"J6.4.2",null,"J83844","Slipy prietržovo- suspenzorové PT 0111","XS,S,M,L,XL,XXL","PTM","PL","ks",{"v":0.1,"d":"10.00%"},35.85,35.85,{"v":0,"d":"0.00"},{"v":0,"d":"0.0000%"},{"v":0,"d":"0.00"},"I","CHI,OPR",6115109009]
[3067,"J6.4.2","Z","J39141","STOMEX- brušný pás prietržový pre stomikov",null,"TLP","FR","ks",{"v":0.1,"d":"10.00%"},35.85,35.85,{"v":0,"d":"0.00"},{"v":0,"d":"0.0000%"},{"v":0,"d":"0.00"},"I","CHI,OPR",9021]
[3068,"J6.4.2",null,"J28020","Brušný pás herniový",null,"GIB","FR","ks",{"v":0.1,"d":"10.00%"},36.55,35.85,{"v":0.7,"d":"0.70"},{"v":0.019152,"d":"1.9152%"},{"v":0,"d":"0.00"},"S","CHI,OPR",9021]
[3069,{"$nulls":3},"J6.5 Suspenzory",{"$nulls":11},5.39,"ks"]
[3070,"J6.5",null,"J52712","Suspenzor  č. 7",null,"PRO","SK","ks",{"v":0.2,"d":"20.00%"},5.39,5.39,{"v":0,"d":"0.00"},{"v":0,"d":"0.0000%"},{"v":0,"d":"0.00"},"I","OPR,ORT,RHB,TRA,CHI,URO",62129]
[3071,"J6.5",null,"J52715","Suspenzor č. 10",null,"PRO","SK","ks",{"v":0.2,"d":"20.00%"},5.39,5.39,{"v":0,"d":"0.00"},{"v":0,"d":"0.0000%"},{"v":0,"d":"0.00"},"I","OPR,ORT,RHB,TRA,CHI,URO",62129]
[3072,"J6.5",null,"J52713","Suspenzor č. 8",null,"PRO","SK","ks",{"v":0.2,"d":"20.00%"},5.39,5.39,{"v":0,"d":"0.00"},{"v":0,"d":"0.0000%"},{"v":0,"d":"0.00"},"I","OPR,ORT,RHB,TRA,CHI,URO",62129]
[3073,"J6.5","Z","J52714","Suspenzor č. 9",null,"PRO","SK","ks",{"v":0.2,"d":"20.00%"},5.39,5.39,{"v":0,"d":"0.00"},{"v":0,"d":"0.0000%"},{"v":0,"d":"0.00"},"I","OPR,ORT,RHB,TRA,CHI,URO",62129]
[3074,{"$nulls":3},"J6.6 Napomínacie bandáže",{"$nulls":11},7.41,"ks"]
[3075,"J6.6",null,"J39792","Bandáž napomínacia  35-44 cm",null,"PRO","SK","ks",{"v":0.1,"d":"10.00%"},3.67,3.67,{"v":0,"d":"0.00"},{"v":0,"d":"0.0000%"},{"v":0,"d":"0.00"},"I","OPR,ORT,RHB,TRA,CHI",9021]
[3076,"J6.6",null,"J39793","Bandáž napomínacia  45-55 cm",null,"PRO","SK","ks",{"v":0.1,"d":"10.00%"},3.74,3.74,{"v":0,"d":"0.00"},{"v":0,"d":"0.0000%"},{"v":0,"d":"0.00"},"I","OPR,ORT,RHB,TRA,CHI",9021]
[3077,"J6.6",null,"J39794","Bandáž napomínacia  typ I., č. 3,  55-65 cm",null,"PRO","SK","ks",{"v":0.1,"d":"10.00%"},3.81,3.81,{"v":0,"d":"0.00"},{"v":0,"d":"0.0000%"},{"v":0,"d":"0.00"},"I","OPR,ORT,RHB,TRA,CHI",9021]
[3078,"J6.6",null,"J39983","Napomínacia  bandáž TG, veľ. 1, 2","Na nesprávne postavenie lopatiek a hrudnej chrbtice, kat. č. 01370,02370","MBP","SK","ks",{"v":0.1,"d":"10.00%"},5.87,5.87,{"v":0,"d":"0.00"},{"v":0,"d":"0.0000%"},{"v":0,"d":"0.00"},"I","OPR,ORT,RHB,TRA,CHI",9021]
[3079,"J6.6",null,"J39795","Bandáž napomínacia  typ II., č. 1,  35-44 cm",null,"PRO","SK","ks",{"v":0.1,"d":"10.00%"},6.34,6.34,{"v":0,"d":"0.00"},{"v":0,"d":"0.0000%"},{"v":0,"d":"0.00"},"I","OPR,ORT,RHB,TRA,CHI",9021]
[3080,"J6.6",null,"J39984","Napomínacia  bandáž TG, veľ. 3, 4, 5","Na nesprávne postavenie lopatiek a hrudnej chrbtice, kat. č.03370,-04370,05370","MBP","SK","ks",{"v":0.1,"d":"10.00%"},6.73,6.73,{"v":0,"d":"0.00"},{"v":0,"d":"0.0000%"},{"v":0,"d":"0.00"},"I","OPR,ORT,RHB,TRA,CHI",9021]
[3081,"J6.6",null,"J39796","Bandáž napomínacia  typ II., č. 2,  45-54 cm",null,"PRO","SK","ks",{"v":0.1,"d":"10.00%"},6.76,6.76,{"v":0,"d":"0.00"},{"v":0,"d":"0.0000%"},{"v":0,"d":"0.00"},"I","OPR,ORT,RHB,TRA,CHI",9021]
[3082,"J6.6",null,"J39797","Bandáž napomínacia  typ II., č. 2,  45-54 cm",null,"PRO","SK","ks",{"v":0.1,"d":"10.00%"},7.18,7.18,{"v":0,"d":"0.00"},{"v":0,"d":"0.0000%"},{"v":0,"d":"0.00"},"I","OPR,ORT,RHB,TRA,CHI",9021]
[3083,"J6.6","Z","J39985","Napomínacia  bandáž TG, veľ. 6, 7","Na nesprávne postavenie lopatiek a hrudnej chrbtice, kat. č. 06370,07370","MBP","SK","ks",{"v":0.1,"d":"10.00%"},7.41,7.41,{"v":0,"d":"0.00"},{"v":0,"d":"0.0000%"},{"v":0,"d":"0.00"},"I","OPR,ORT,RHB,TRA,CHI",9021]
[3084,"J6.6",null,"J28295","Napomínacia bandáž MPE č. 1,2,3,4,","Na nesprávne postavenie lopatiek a hrudnej chrbtice","MBP","SK","ks",{"v":0.1,"d":"10.00%"},9.17,7.41,1.76,{"v":0.19193000000000002,"d":"19.1930%"},{"v":0,"d":"0.00"},"S","OPR,ORT,RHB,TRA,CHI",9021]
[3085,"J6.6",null,"J83850","Pás ramenný vyrovnávací PT 0201","S,M,L,XL,XXL- biela, telová","PTM","PL","ks",{"v":0.1,"d":"10.00%"},{"v":9.9,"d":"9.90"},7.41,2.49,{"v":0.251515,"d":"25.1515%"},{"v":0,"d":"0.00"},"S","OPR,ORT,RHB,TRA,CHI",6115109009]
[3086,"J6.6",null,"J93123","Pás ramenný vyrovnávací","Prevencia chybného držania tela, veľkosti S,M,L,XL,XXL","REX","HU","ks",{"v":0.1,"d":"10.00%"},13.38,7.41,5.97,{"v":0.44618800000000003,"d":"44.6188%"},{"v":0,"d":"0.00"},"S","OPR,ORT,RHB,TRA,CHI",90211010]
[3087,"J6.6",null,"J22160","Bandáž napomínacia  typ III.",null,"PRO","SK","ks",{"v":0.1,"d":"10.00%"},{"v":13.6,"d":"13.60"},7.41,6.19,{"v":0.45514699999999997,"d":"45.5147%"},{"v":0,"d":"0.00"},"S","OPR,ORT,RHB,TRA,CHI",9021]
[3088,"J6.6",null,"J90861","Podpora napomínacia ramien a chrbta ORTHOPRIM","model LT138; veľkosť: XXS, XS, S, M, L, XL","PRD","ES","ks",{"v":0.1,"d":"10.00%"},27.38,7.41,19.97,{"v":0.729364,"d":"72.9364%"},{"v":0,"d":"0.00"},"S","OPR,ORT,RHB,TRA,CHI",9021]
[3089,{"$nulls":3},"J6.7 Ortézy trupu a panvy",{"$nulls":11},27.4,"ks"]
[3090,"J6.7",null,"J41142","Pás krížový ortopedicý PT 0202 s kosticami","S,M,L,XL,XXL,XXXL","PTM","PL","ks",{"v":0.1,"d":"10.00%"},26.99,26.99,{"v":0,"d":"0.00"},{"v":0,"d":"0.0000%"},{"v":0,"d":"0.00"},"I","OPR,ORT,RHB,TRA,CHI",6115109009]
[3091,"J6.7",null,"J93109","Pás hrudníkový torako","Na stabilizáciu hrudníka, mužský, veľkosti XS,S,M,L,XL,XXL","MBL","PL","ks",{"v":0.1,"d":"10.00%"},27.21,27.21,{"v":0,"d":"0.00"},{"v":0,"d":"0.0000%"},{"v":0,"d":"0.00"},"I","OPR,ORT,RHB,TRA,CHI",90211010]
[3092,"J6.7",null,"J83832","Pás hrudníkový torako PT 0113","S,M,L,XL,XXL,XXXL","PTM","PL","ks",{"v":0.1,"d":"10.00%"},{"v":27.3,"d":"27.30"},{"v":27.3,"d":"27.30"},{"v":0,"d":"0.00"},{"v":0,"d":"0.0000%"},{"v":0,"d":"0.00"},"I","OPR,ORT,RHB,TRA,CHI",6115109009]
[3093,"J6.7","Z","J52711","Korzet gumitextilný vrátane  4 kusov dláh","veľ. S/M/L. Pomôcka pre ľahkú deformitu chrbtice","PRO","SK","ks",{"v":0.1,"d":"10.00%"},{"v":27.4,"d":"27.40"},{"v":27.4,"d":"27.40"},{"v":0,"d":"0.00"},{"v":0,"d":"0.0000%"},{"v":0,"d":"0.00"},"I","OPR,ORT,RHB,TRA,CHI",9021]
[3094,"J6.7",null,"J39142","LOMBAX H - korzet s kovovou alebo termoplastovou výstuhou","z priedyšného materiálu","TLP","FR","ks",{"v":0.1,"d":"10.00%"},44.26,{"v":27.4,"d":"27.40"},16.86,{"v":0.380931,"d":"38.0931%"},{"v":0,"d":"0.00"},"S","OPR,ORT,RHB,TRA,CHI",9021]
[3095,"J6.7",null,"J79205","LOMBAX DORSO","chrbtovo-bedrový korzet","TLP","FR","ks",{"v":0.1,"d":"10.00%"},64.75,{"v":27.4,"d":"27.40"},37.35,{"v":0.576834,"d":"57.6834%"},{"v":0,"d":"0.00"},"S","OPR,ORT,RHB,TRA,CHI",9021]
[3096,{"$nulls":3},"J6.8 Ostatné ortézy trupu a panvy",{"$nulls":11},13.36,"ks"]
[3097,"J6.8",null,"J76648","Pás rebrový 4073","pánsky, univerzal.","OME","TW","ks",{"v":0.1,"d":"10.00%"},{"v":12.8,"d":"12.80"},{"v":12.8,"d":"12.80"},{"v":0,"d":"0.00"},{"v":0,"d":"0.0000%"},{"v":0,"d":"0.00"},"I","OPR,ORT,RHB,TRA,CHI",90214000]
[3098,"J6.8",null,"J76649","Pás rebrový 4074","dámsky - veľkosti regular, XL","OME","TW","ks",{"v":0.1,"d":"10.00%"},{"v":12.8,"d":"12.80"},{"v":12.8,"d":"12.80"},{"v":0,"d":"0.00"},{"v":0,"d":"0.0000%"},{"v":0,"d":"0.00"},"I","OPR,ORT,RHB,TRA,CHI",90214000]
[3099,"J6.8",null,"J92062","Pás hrudný","model 312; farba telová, veľkosti S, M, L","PRD","ES","ks",{"v":0.1,"d":"10.00%"},13.36,13.36,{"v":0,"d":"0.00"},{"v":0,"d":"0.0000%"},{"v":0,"d":"0.00"},"I","OPR,ORT,RHB,TRA,CHI",9021]
[3100,"J6.8","Z","J74440","RE- 21","rebrový pás dámsky","PRO","SK","ks",{"v":0.1,"d":"10.00%"},13.36,13.36,{"v":0,"d":"0.00"},{"v":0,"d":"0.0000%"},{"v":0,"d":"0.00"},"I","OPR,ORT,RHB,TRA,CHI",9021]
[3101,"J6.8",null,"J74439","RE- 22","rebrový pás pánsky","PRO","SK","ks",{"v":0.1,"d":"10.00%"},15.27,13.36,1.91,{"v":0.125082,"d":"12.5082%"},{"v":0,"d":"0.00"},"S","OPR,ORT,RHB,TRA,CHI",9021]
[3102,"J6.8",null,"J88898","CEMEN","Pevný elastický hrudný pás, mužský - ženský","TLP","FR","ks",{"v":0.1,"d":"10.00%"},15.29,13.36,1.93,{"v":0.126226,"d":"12.6226%"},{"v":0,"d":"0.00"},"S","OPR,ORT,RHB,TRA,CHI",902101000]
[3103,"J6.8",null,"J28025","Rebrový pás dámsky",null,"GIB","FR","ks",{"v":0.1,"d":"10.00%"},17.33,13.36,3.97,{"v":0.229083,"d":"22.9083%"},{"v":0,"d":"0.00"},"S","OPR,ORT,RHB,TRA,CHI",9021]
[3104,"J6.8",null,"J28026","Rebrový pás pánsky",null,"GIB","FR","ks",{"v":0.1,"d":"10.00%"},19.03,13.36,5.67,{"v":0.297951,"d":"29.7951%"},{"v":0,"d":"0.00"},"S","OPR,ORT,RHB,TRA,CHI",9021]
[3105,"J6.8",null,"J39143","DYNABELT","rebrový pás","TLP","FR","ks",{"v":0.1,"d":"10.00%"},19.11,13.36,5.75,{"v":0.30089,"d":"30.0890%"},{"v":0,"d":"0.00"},"S","OPR,ORT,RHB,TRA,CHI",9021]
[3106,{"$nulls":3},"J7 Ostatné pomôcky vyšie nezaradené"]
[3107,{"$nulls":3},"J7.1 Abdukčné pomôcky I",{"$nulls":11},13,"ks"]
[3108,"J7.1",null,"J39980","Perinka abdukčná  KARINA  abdukcia 14 cm,16 cm, 17 cm","Vyberateľná abdukčná vložka","MBP","SK","ks",{"v":0.1,"d":"10.00%"},7.93,7.93,{"v":0,"d":"0.00"},{"v":0,"d":"0.0000%"},{"v":0,"d":"0.00"},"I","OPR,ORT",9021]
[3109,"J7.1",null,"J39981","Perinka abdukčná  KARINA  abdukcia 20 cm, 22 cm, 24 cm","Vyberateľná abdukčná vložka","MBP","SK","ks",{"v":0.1,"d":"10.00%"},8.62,8.62,{"v":0,"d":"0.00"},{"v":0,"d":"0.0000%"},{"v":0,"d":"0.00"},"I","OPR,ORT",9021]
[3110,"J7.1",null,"J39982","Perinka abdukčná  KARINA  abdukcia 26 cm, 28 cm, 30 cm","Vyberateľná abdukčná vložka","MBP","SK","ks",{"v":0.1,"d":"10.00%"},8.62,8.62,{"v":0,"d":"0.00"},{"v":0,"d":"0.0000%"},{"v":0,"d":"0.00"},"I","OPR,ORT",9021]
[3111,"J7.1","Z","J58373","Pavlíkove remence",null,"PRO","SK","ks",{"v":0.1,"d":"10.00%"},{"v":13,"d":"13.00"},{"v":13,"d":"13.00"},{"v":0,"d":"0.00"},{"v":0,"d":"0.0000%"},{"v":0,"d":"0.00"},"I","OPR,ORT",9021]
[3112,"J7.1",null,"J75936","ZUZANA","abdukčné nohavičky, veľkosť 16 cm","G-S","SK","ks",{"v":0.1,"d":"10.00%"},19.01,{"v":13,"d":"13.00"},6.01,{"v":0.316149,"d":"31.6149%"},{"v":0,"d":"0.00"},"S","OPR,ORT",9021]
[3113,"J7.1",null,"J77126","ZUZANA","abdukčné nohavičky, veľkosť 18 cm","G-S","SK","ks",{"v":0.1,"d":"10.00%"},19.01,{"v":13,"d":"13.00"},6.01,{"v":0.316149,"d":"31.6149%"},{"v":0,"d":"0.00"},"S","OPR,ORT",9021]
[3114,"J7.1",null,"J77127","ZUZANA","abdukčné nohavičky, veľkosť 20 cm","G-S","SK","ks",{"v":0.1,"d":"10.00%"},19.92,{"v":13,"d":"13.00"},6.92,{"v":0.34739,"d":"34.7390%"},{"v":0,"d":"0.00"},"S","OPR,ORT",9021]
[3115,{"$nulls":3},"J7.2 Abdukčné pomôcky II",{"$nulls":11},59.76,"ks"]
[3116,"J7.2",null,"J92596","Ortéza abdukčná detská Dennis Brown","model C29; veľkosti S, M, L","PRD","ES","ks",{"v":0.1,"d":"10.00%"},59.74,59.74,{"v":0,"d":"0.00"},{"v":0,"d":"0.0000%"},{"v":0,"d":"0.00"},"I","OPR, ORT",9021]
[3117,"J7.2","Z","J78524","Abdukčná ortéza 28L10","detská","OTO","DE","ks",{"v":0.1,"d":"10.00%"},59.76,59.76,{"v":0,"d":"0.00"},{"v":0,"d":"0.0000%"},{"v":0,"d":"0.00"},"I","OPR, ORT",9021]
[3118,{"$nulls":3},"J8 Príslušenstvo k protézam končatín"]
[3119,{"$nulls":3},"J8.1 Návleky kýpťové",{"$nulls":11},7.58,"ks"]
[3120,"J8.1",null,"J40956","Návlek kýpťový ZLANA, veľ. 3","Rozmer 12 x 45 cm","ZLT","SK","ks",{"v":0.1,"d":"10.00%"},4.32,4.32,{"v":0,"d":"0.00"},{"v":0,"d":"0.0000%"},{"v":0,"d":"0.00"},"I","OPR,ORT,RHB,TRA,CHI",9021]
[3121,"J8.1",null,"J36967","Návlek kýpťový ZLANA, veľ. 1","Rozmer 18 x 35 cm","ZLT","SK","ks",{"v":0.1,"d":"10.00%"},4.51,4.51,{"v":0,"d":"0.00"},{"v":0,"d":"0.0000%"},{"v":0,"d":"0.00"},"I","OPR,ORT,RHB,TRA,CHI",9021]
[3122,"J8.1",null,"J40955","Návlek kýpťový ZLANA, veľ. 2","Rozmer 20 x 35 cm","ZLT","SK","ks",{"v":0.1,"d":"10.00%"},4.51,4.51,{"v":0,"d":"0.00"},{"v":0,"d":"0.0000%"},{"v":0,"d":"0.00"},"I","OPR,ORT,RHB,TRA,CHI",9021]
[3123,"J8.1",null,"J40958","Návlek kýpťový ZLANA, veľ. 5","Rozmer 14 x 50 cm","ZLT","SK","ks",{"v":0.1,"d":"10.00%"},4.55,4.55,{"v":0,"d":"0.00"},{"v":0,"d":"0.0000%"},{"v":0,"d":"0.00"},"I","OPR,ORT,RHB,TRA,CHI",9021]
[3124,"J8.1",null,"J40960","Návlek kýpťový ZLANA, veľ. 7","Rozmer 27 x 35 cm","ZLT","SK","ks",{"v":0.1,"d":"10.00%"},5.12,5.12,{"v":0,"d":"0.00"},{"v":0,"d":"0.0000%"},{"v":0,"d":"0.00"},"I","OPR,ORT,RHB,TRA,CHI",9021]
[3125,"J8.1",null,"J40962","Návlek kýpťový ZLANA, veľ. 9","Rozmer 19 x 70 cm","ZLT","SK","ks",{"v":0.1,"d":"10.00%"},5.52,5.52,{"v":0,"d":"0.00"},{"v":0,"d":"0.0000%"},{"v":0,"d":"0.00"},"I","OPR,ORT,RHB,TRA,CHI",9021]
[3126,"J8.1",null,"J40957","Návlek kýpťový ZLANA, veľ. 4","Rozmer 22 x 45 cm","ZLT","SK","ks",{"v":0.1,"d":"10.00%"},5.62,5.62,{"v":0,"d":"0.00"},{"v":0,"d":"0.0000%"},{"v":0,"d":"0.00"},"I","OPR,ORT,RHB,TRA,CHI",9021]
[3127,"J8.1",null,"J40959","Návlek kýpťový ZLANA, veľ. 6","Rozmer 18 x 55 cm","ZLT","SK","ks",{"v":0.1,"d":"10.00%"},5.73,5.73,{"v":0,"d":"0.00"},{"v":0,"d":"0.0000%"},{"v":0,"d":"0.00"},"I","OPR,ORT,RHB,TRA,CHI",9021]
[3128,"J8.1",null,"J40963","Návlek kýpťový ZLANA, veľ. 10","Rozmer 21 x 70 cm","ZLT","SK","ks",{"v":0.1,"d":"10.00%"},6.18,6.18,{"v":0,"d":"0.00"},{"v":0,"d":"0.0000%"},{"v":0,"d":"0.00"},"I","OPR,ORT,RHB,TRA,CHI",9021]
[3129,"J8.1",null,"J40964","Návlek kýpťový ZLANA, veľ. 11","Rozmer 21 x 80 cm","ZLT","SK","ks",{"v":0.1,"d":"10.00%"},6.81,6.81,{"v":0,"d":"0.00"},{"v":0,"d":"0.0000%"},{"v":0,"d":"0.00"},"I","OPR,ORT,RHB,TRA,CHI",9021]
[3130,"J8.1",null,"J40961","Návlek kýpťový ZLANA, veľ. 8","Rozmer 31 x 65 cm","ZLT","SK","ks",{"v":0.1,"d":"10.00%"},7.11,7.11,{"v":0,"d":"0.00"},{"v":0,"d":"0.0000%"},{"v":0,"d":"0.00"},"I","OPR,ORT,RHB,TRA,CHI",9021]
[3131,"J8.1","Z","J40965","Návlek kýpťový ZLANA, veľ. 12","Rozmer 27 x 80 cm","ZLT","SK","ks",{"v":0.1,"d":"10.00%"},7.58,7.58,{"v":0,"d":"0.00"},{"v":0,"d":"0.0000%"},{"v":0,"d":"0.00"},"I","OPR,ORT,RHB,TRA,CHI",9021]
[3132,"J8.1",null,"J25950","Návlek ochranný pahýlový Prona Klimatex","na amputované končatiny","VÚP","CZ","ks",{"v":0.1,"d":"10.00%"},8.83,7.58,1.25,{"v":0.141563,"d":"14.1563%"},{"v":0,"d":"0.00"},"S","OPR,ORT,RHB,TRA,CHI",0]
[3133,{"$nulls":3},"J9 Ortézy univerzálne","korkové",{"$nulls":10},32.47,"ks"]
[3134,"J9","Z","J90243","Dlaha univerzálna korková UFS","na fixáciu lakťa;L/P; S-M/M-L","TTC","NL","ks",{"v":0.1,"d":"10.00%"},32.47,32.47,{"v":0,"d":"0.00"},{"v":0,"d":"0.0000%"},{"v":0,"d":"0.00"},"I","OPR, ORT, UCH",902190]
[3135,"J9",null,"J90241","Dlaha univerzálna korková UFS","na fixáciu predkolenia a členka;90°/100°;S/M/L","TTC","NL","ks",{"v":0.1,"d":"10.00%"},37.29,32.47,4.82,{"v":0.129257,"d":"12.9257%"},{"v":0,"d":"0.00"},"S","OPR, ORT, UCH",902190]
[3136,{"$nulls":3},"J11 Látky invazívne aplikované"]
[3137,{"$nulls":3},"J11.1 Látky invazívne aplikované intraartikulárne"]
[3138,{"$nulls":3},"J11.1.1 Látky invazívne aplikované intraartikulárne","pre malé kĺby",{"$nulls":10},22.7,"ks"]
[3139,"J11.1.1",null,"J83708","Sinovial 0,8 mini","1x1ml","GEL","IT","ks",{"v":0.1,"d":"10.00%"},{"v":22.7,"d":"22.70"},{"v":22.7,"d":"22.70"},{"v":0,"d":"0.00"},{"v":0,"d":"0.0000%"},{"v":0,"d":"0.00"},"I","MFC, ORT, REU, TRA",30059099]
[3140,"J11.1.1","Z","J91446","Suplasyn m.d.","7 mg / 0,7 ml","MYI","IE","ks",{"v":0.1,"d":"10.00%"},{"v":22.7,"d":"22.70"},{"v":22.7,"d":"22.70"},{"v":0,"d":"0.00"},{"v":0,"d":"0.0000%"},{"v":0,"d":"0.00"},"I","MFC, ORT, REU, TRA",30059099]
[3141,{"$nulls":3},"J11.1.2 Látky invazívne aplikované intraartikulárne"]
[3142,{"$nulls":3},"J11.1.2.1 Látky invazívne aplikované intraartikulárne liečebná kúra 3 injekcie za 6 mesiacov","pre veľké kĺby",{"$nulls":10},8.88,"ks"]
[3143,"J11.1.2.1",null,"J87427","HYALUBRIX","1 x 2 ml","FID","IT","ks",{"v":0.1,"d":"10.00%"},{"v":23.1,"d":"23.10"},8.88,14.22,{"v":0.615584,"d":"61.5584%"},14.22,"S","ORT,REU,TRA",30]
[3144,"J11.1.2.1","Z","J93854","Roztok viskoelastický Biovisc Ortho","inj 1x2 ml/20 mg, 1 % natrium hyaluronát","BTE","IN","ks",{"v":0.1,"d":"10.00%"},25.08,8.88,{"v":16.2,"d":"16.20"},{"v":0.645933,"d":"64.5933%"},14.22,"S","ORT,REU,TRA",9021]
[3145,"J11.1.2.1",null,"J89514","Fermathron Plus","1x2 ml","HAT","UK","ks",{"v":0.1,"d":"10.00%"},{"v":26.4,"d":"26.40"},8.88,17.52,{"v":0.663636,"d":"66.3636%"},14.22,"S","ORT,REU,TRA",9021]
[3146,"J11.1.2.1",null,"J89513","Roztok viskosuplementárny intraartikulárny Fermathron","236350-INT; s 1% kyselinou hyalurónovou, do kĺbov","HAT","UK","ks",{"v":0.1,"d":"10.00%"},{"v":26.4,"d":"26.40"},8.88,17.52,{"v":0.663636,"d":"66.3636%"},14.22,"S","ORT,REU,TRA",9021]
[3147,"J11.1.2.1",null,"J83706","Sinovial 0,8","1x2ml","IBS","IT","ks",{"v":0.1,"d":"10.00%"},{"v":26.4,"d":"26.40"},8.88,17.52,{"v":0.663636,"d":"66.3636%"},14.22,"S","ORT,REU,TRA",30059099]
[3148,"J11.1.2.1",null,"J91743","ORTHOVISC 2ml","2ml","ATH","US","ks",{"v":0.1,"d":"10.00%"},30.76,8.88,21.88,{"v":0.711313,"d":"71.1313%"},14.22,"S","ORT,REU,TRA",9021]
[3149,"J11.1.2.1",null,"J85159","KD vnútrokĺbový gél Plus",0.022000000000000002,"ABD","DE","bal",{"v":0.1,"d":"10.00%"},93.43,26.64,66.79,{"v":0.714867,"d":"71.4867%"},42.66,"S","ORT,REU,TRA",9021]
[3150,"J11.1.2.1",null,"J95521","ArthroVisc","3x2ml, predplnená striekačka s kyselinou hyalurónovou","RGN","CH","bal",{"v":0.1,"d":"10.00%"},94.55,26.64,67.91,{"v":0.718244,"d":"71.8244%"},42.66,"S","ORT,REU,TRA",9021]
[3151,"J11.1.2.1",null,"J95234","ArthroVisc","1x2ml, predplnená striekačka s kyselinou hyalurónovou","RGN","CH","ks",{"v":0.1,"d":"10.00%"},31.52,8.88,22.64,{"v":0.718274,"d":"71.8274%"},14.22,"S","ORT,REU,TRA",9021]
[3152,"J11.1.2.1",null,"J65043","OSTENIL","20mg/2ml","CMC","DE","ks",{"v":0.1,"d":"10.00%"},31.68,8.88,{"v":22.8,"d":"22.80"},{"v":0.719697,"d":"71.9697%"},14.22,"S","ORT,REU,TRA",9021]
[3153,"J11.1.2.1",null,"J93355","Roztok viskoelastický hyaluronátu sodného EUFLEXXA 1%","1 x 2 ml v inj. Striekačke do kĺbov","BTL","IL","ks",{"v":0.1,"d":"10.00%"},32.34,8.88,23.46,{"v":0.7254170000000001,"d":"72.5417%"},14.22,"S","ORT,REU,TRA",9021]
[3154,"J11.1.2.1",null,"J83707","Sinovial forte 1,6","1x2ml","IBS","IT","ks",{"v":0.1,"d":"10.00%"},38.28,8.88,{"v":29.4,"d":"29.40"},{"v":0.768025,"d":"76.8025%"},14.22,"S","ORT,REU,TRA",30059099]
[3155,"J11.1.2.1",null,"J93857","Roztok viskoelastický Biovisc Ortho Plus","inj 1x2 ml/40 mg, 2 % natrium hyaluronát","BTE","IN","ks",{"v":0.1,"d":"10.00%"},40.92,8.88,32.04,{"v":0.782991,"d":"78.2991%"},14.22,"S","ORT,REU,TRA",9021]
[3156,"J11.1.2.1",null,"J85393","Condrotide","1x2ml","MVS","IT","ks",{"v":0.1,"d":"10.00%"},42.24,8.88,33.36,{"v":0.789773,"d":"78.9773%"},14.22,"S","ORT,REU,TRA",3006700000]
[3157,"J11.1.2.1",null,"J80265","HYALine","1x 2 ml","LGL","KR","ks",{"v":0.1,"d":"10.00%"},{"v":44.7,"d":"44.70"},8.88,35.82,{"v":0.8013420000000001,"d":"80.1342%"},14.22,"S","ORT,REU,TRA",9021]
[3158,"J11.1.2.1",null,"J37664","SYNVISC®","hylan G-F 20, 1x2ml","GEZ","US","ks",{"v":0.1,"d":"10.00%"},95.44,8.88,86.56,{"v":0.906957,"d":"90.6957%"},14.22,"S","ORT,REU,TRA",30049000]
[3159,{"$nulls":3},"J11.1.2.2 Látky invazívne aplikované intraartikulárne - liečebná kúra jedna injekcia za 6 mesiacov","pre veľké kĺby",{"$nulls":10},26.62,"ks"]
[3160,"J11.1.2.2","Z","J91199","SINOVIAL ONE - 2%","50 mg","IBS","IT","ks",{"v":0.1,"d":"10.00%"},68.64,26.62,42.02,{"v":0.612179,"d":"61.2179%"},42.02,"S","ORT, REU, TRA",30059099]
[3161,"J11.1.2.2",null,"J93508","OSTENIL PLUS 2%","40mg/2ml","CMC","DE","ks",{"v":0.1,"d":"10.00%"},69.96,26.62,43.34,{"v":0.619497,"d":"61.9497%"},42.02,"S","ORT, REU, TRA",9021]
[3162,"J11.1.2.2",null,"J0605A","Gél viskosuplementárny intraartikulárny Hyruan ONE","náhrada synoviálnej tekutiny","LG","KR","ks",{"v":0.1,"d":"10.00%"},71.61,26.62,44.99,{"v":0.628264,"d":"62.8264%"},42.02,"S","ORT, REU, TRA",30049000]
[3163,"J11.1.2.2",null,"J88673","HYALONE","60mg/4ml","FID","IT","ks",{"v":0.1,"d":"10.00%"},84.18,26.62,57.56,{"v":0.6837730000000001,"d":"68.3773%"},42.02,"S","ORT, REU, TRA",30]
[3164,"J11.1.2.2",null,"J85461","Suplasyn 1-shot","1x6 ml","BON","IE","ks",{"v":0.1,"d":"10.00%"},84.18,26.62,57.56,{"v":0.6837730000000001,"d":"68.3773%"},42.02,"S","ORT, REU, TRA",3004900000]
[3165,"J11.1.2.2",null,"J91742","Roztok hyaluronátu sodného MONOVISC","4ml","ATH","US","ks",{"v":0.1,"d":"10.00%"},{"v":95.4,"d":"95.40"},26.62,68.78,{"v":0.720964,"d":"72.0964%"},42.02,"S","ORT, REU, TRA",9021]
[3166,"J11.1.2.2",null,"J93856","Roztok viskoelastický Biovisc Ortho Single","inj 1x3 ml/90 mg, 3 % natrium hyaluronát","BTE","IN","ks",{"v":0.1,"d":"10.00%"},{"v":105.6,"d":"105.60"},26.62,78.98,{"v":0.747917,"d":"74.7917%"},42.02,"S","ORT, REU, TRA",9021]
[3167,"J11.1.2.2",null,"J0751A","Náhrada synoviálnej tekutiny JOYFLEX ONE","roztok hyaluronátu sodného v predplnenej striekačke","AFK","IT","ks",{"v":0.1,"d":"10.00%"},114.99,26.62,88.37,{"v":0.768502,"d":"76.8502%"},42.02,"S","ORT, REU, TRA",30049000]
[3168,"J11.1.2.2",null,"J98395","Roztok intraartikulárny Durolane","60 mg / 3 ml, v predplnenej striekačke","BVE","US","ks",{"v":0.1,"d":"10.00%"},119.99,26.62,93.37,{"v":0.7781480000000001,"d":"77.8148%"},42.02,"S","ORT, REU, TRA",30059050]
[3169,{"$nulls":3},"J11.1.2.3 Látky invazívne aplikované intraartikulárne - liečebná kúra  na 12 mesiacov","pre veľké kĺby",{"$nulls":10},53.24,"bal"]
[3170,"J11.1.2.3","Z","J94505","Sinovial HL 3,2%","1x2 ml","IBS","IT","bal",{"v":0.1,"d":"10.00%"},{"v":132,"d":"132.00"},53.24,78.76,{"v":0.596667,"d":"59.6667%"},78.76,"S","ORT, REU, TRA",30059099]
[3171,"J11.1.2.3",null,"J85099","RenehaVis","2X(2x0,7ml)","HAT","GB","bal",{"v":0.1,"d":"10.00%"},{"v":264,"d":"264.00"},53.24,210.76,{"v":0.798333,"d":"79.8333%"},78.76,"S","ORT, REU, TRA",30049019]
[3172,"J11.1.2.3",null,"J90138","Synvisc-One®","hylan G-F 20,  1x6ml","GEZ","US","bal",{"v":0.1,"d":"10.00%"},296.27,53.24,243.03,{"v":0.820299,"d":"82.0299%"},78.76,"S","ORT, REU, TRA",30049000]
[3173,{"$nulls":3},"J11.2 Látky invazívne aplikované intravezikálne",{"$nulls":11},92.4,"ks"]
[3174,"J11.2","Z","J89471","Uropol","1x20ml","STP","CA","ks",{"v":0.1,"d":"10.00%"},80.85,80.85,{"v":0,"d":"0.00"},{"v":0,"d":"0.0000%"},{"v":0,"d":"0.00"},"A","URO",9021]
[3175,"J11.2",null,"J98132","Roztok hyaluronátu sodného Flaveran","na uretrovezikálne podanie, 1x100mg/50ml","FST","IT","ks",{"v":0.1,"d":"10.00%"},{"v":85.8,"d":"85.80"},{"v":85.8,"d":"85.80"},{"v":0,"d":"0.00"},{"v":0,"d":"0.0000%"},{"v":0,"d":"0.00"},"A","URO",30060000]
[3176,"J11.2",null,"J68651","Cystistat inj. pre intersticiálnu cystitídu a rádioterapiu","1x40mg/50ml","BTC","GB","ks",{"v":0.1,"d":"10.00%"},{"v":90,"d":"90.00"},{"v":90,"d":"90.00"},{"v":0,"d":"0.00"},{"v":0,"d":"0.0000%"},{"v":0,"d":"0.00"},"A","URO",9021]
[3177,"J11.2",null,"J98858","Súprava roztoku hyaluronátu sodného a katétra Hyacyst","120 mg/50 ml, na urologickú aplikáciu","ISE","TR","ks",{"v":0.1,"d":"10.00%"},92.39,92.39,{"v":0,"d":"0.00"},{"v":0,"d":"0.0000%"},{"v":0,"d":"0.00"},"A","URO",38249964]
[3178,"J11.2",null,"J87157","Ialuril","1x50ml","IBS","IT","ks",{"v":0.1,"d":"10.00%"},{"v":92.4,"d":"92.40"},{"v":92.4,"d":"92.40"},{"v":0,"d":"0.00"},{"v":0,"d":"0.0000%"},{"v":0,"d":"0.00"},"A","URO",90211010]
[3179,{"$nulls":3},"J12 Oprava a úprava pomôcok","podľa cenovej kalkulácie doloženej k lekárskemu poukazu",{"$nulls":10},0,0]
[3180,"J12","Z","J10117","Oprava pomôcok  skupiny J","podľa cenovej kalkulácie doloženej k lekárskemu poukazu","rôz",null,null,{"v":0,"d":"0.00%"},null,{"v":0,"d":"0.00"},{"$nulls":3},"I"]
[3181,"J12","Z","J10118","Úprava pomôcok  skupiny J","podľa cenovej kalkulácie doloženej k lekárskemu poukazu","rôz",null,null,{"v":0,"d":"0.00%"},null,{"v":0,"d":"0.00"},{"$nulls":3},"I"]
[3182,{"$nulls":3},"K1 Palice podporné s príslušenstvom"]
[3183,{"$nulls":3},"K1.1 Palice jednoduché",{"$nulls":11},4.38,"ks"]
[3184,"K1.1",null,"K85739","Palica vychádzková drevená, PVDM","oporná","VLP","SK","ks",{"v":0.2,"d":"20.00%"},4.35,4.35,{"v":0,"d":"0.00"},{"v":0,"d":"0.0000%"},{"v":0,"d":"0.00"},"I","CHI, GER, NCH, NEU, OPR, ORT, REU, RHB, TRA",6602000090]
[3185,"K1.1","Z","K20116","Podporná palica duralová 850 - 1 000 mm",null,"J+R","SK","ks",{"v":0.2,"d":"20.00%"},4.38,4.38,{"v":0,"d":"0.00"},{"v":0,"d":"0.0000%"},{"v":0,"d":"0.00"},"I","CHI, GER, NCH, NEU, OPR, ORT, REU, RHB, TRA",6602000]
[3186,"K1.1",null,"K39100","Palica vychádzková Erilens HD 95","drevená","ERI","CZ","ks",{"v":0.2,"d":"20.00%"},5.88,4.38,{"v":1.5,"d":"1.50"},{"v":0.255102,"d":"25.5102%"},{"v":0,"d":"0.00"},"S","CHI, GER, NCH, NEU, OPR, ORT, REU, RHB, TRA",6602000]
[3187,"K1.1",null,"K39098","Palica vychádzková Erilens H 81","duralová","ERI","CZ","ks",{"v":0.2,"d":"20.00%"},6.03,4.38,1.65,{"v":0.273632,"d":"27.3632%"},{"v":0,"d":"0.00"},"S","CHI, GER, NCH, NEU, OPR, ORT, REU, RHB, TRA",6602000]
[3188,"K1.1",null,"K65342","Vychádzková palica","zahnutá rúčka, drevená","TLP","FR","ks",{"v":0.2,"d":"20.00%"},6.32,4.38,1.94,{"v":0.306962,"d":"30.6962%"},{"v":0,"d":"0.00"},"S","CHI, GER, NCH, NEU, OPR, ORT, REU, RHB, TRA",6602000]
[3189,"K1.1",null,"K73084","Palica vychádzková PP 5341","nastaviteľná výška","PPR","HU","ks",{"v":0.2,"d":"20.00%"},7.08,4.38,{"v":2.7,"d":"2.70"},{"v":0.381356,"d":"38.1356%"},{"v":0,"d":"0.00"},"S","CHI, GER, NCH, NEU, OPR, ORT, REU, RHB, TRA",6602000]
[3190,"K1.1",null,"K39544","Palica z kovu","kovová, nastaviteľná od 71-101cm","RAB","HU","ks",{"v":0.2,"d":"20.00%"},{"v":7.6,"d":"7.60"},4.38,3.22,{"v":0.423684,"d":"42.3684%"},{"v":0,"d":"0.00"},"S","CHI, GER, NCH, NEU, OPR, ORT, REU, RHB, TRA",6602000]
[3191,"K1.1",null,"K91258","Palica vychádzková hliníková AT51104","čierna, so skladacou konštrukciou","ANK","PL","ks",{"v":0.2,"d":"20.00%"},7.95,4.38,3.57,{"v":0.44905700000000004,"d":"44.9057%"},{"v":0,"d":"0.00"},"S","CHI, GER, NCH, NEU, OPR, ORT, REU, RHB, TRA",6602000]
[3192,"K1.1",null,"K65343","Vychádzková palica","s upravenou T rúčkou, drevená","TLP","FR","ks",{"v":0.2,"d":"20.00%"},8.24,4.38,3.86,{"v":0.46844700000000006,"d":"46.8447%"},{"v":0,"d":"0.00"},"S","CHI, GER, NCH, NEU, OPR, ORT, REU, RHB, TRA",6602000]
[3193,"K1.1",null,"K39099","Palica vychádzková Erilens HS 95","duralová nastaviteľná","ERI","CZ","ks",{"v":0.2,"d":"20.00%"},8.48,4.38,{"v":4.1,"d":"4.10"},{"v":0.483491,"d":"48.3491%"},{"v":0,"d":"0.00"},"S","CHI, GER, NCH, NEU, OPR, ORT, REU, RHB, TRA",6602000]
[3194,"K1.1",null,"K76939","Palica skladacia","82-92 cm","FOS","CN","ks",{"v":0.2,"d":"20.00%"},9.22,4.38,4.84,{"v":0.524946,"d":"52.4946%"},{"v":0,"d":"0.00"},"S","CHI, GER, NCH, NEU, OPR, ORT, REU, RHB, TRA",6602000]
[3195,"K1.1",null,"K23504","Ortopedická  palica s plynule nastaviteľnou dĺžkou",null,"ITP","SK","ks",{"v":0.2,"d":"20.00%"},9.23,4.38,4.85,{"v":0.52546,"d":"52.5460%"},{"v":0,"d":"0.00"},"S","CHI, GER, NCH, NEU, OPR, ORT, REU, RHB, TRA",6602000]
[3196,"K1.1",null,"K29164","Palica hliníková nastaviteľná","470-1020 mm","GYS","HU","ks",{"v":0.2,"d":"20.00%"},10.41,4.38,6.03,{"v":0.579251,"d":"57.9251%"},{"v":0,"d":"0.00"},"S","CHI, GER, NCH, NEU, OPR, ORT, REU, RHB, TRA",6602000]
[3197,"K1.1",null,"K70135","PalicaHS 01","skladacia, duralová","ERI","CZ","ks",{"v":0.2,"d":"20.00%"},11.29,4.38,6.91,{"v":0.612046,"d":"61.2046%"},{"v":0,"d":"0.00"},"S","CHI, GER, NCH, NEU, OPR, ORT, REU, RHB, TRA",6602000]
[3198,"K1.1",null,"K65688","Palice KOWSKY",null,"KOW","DE","ks",{"v":0.2,"d":"20.00%"},11.52,4.38,7.14,{"v":0.619792,"d":"61.9792%"},{"v":0,"d":"0.00"},"S","CHI, GER, NCH, NEU, OPR, ORT, REU, RHB, TRA",6602000]
[3199,"K1.1",null,"K65344","Vychádzková palica","s upravenou T rúčkou, hliníková","TLP","FR","ks",{"v":0.2,"d":"20.00%"},11.52,4.38,7.14,{"v":0.619792,"d":"61.9792%"},{"v":0,"d":"0.00"},"S","CHI, GER, NCH, NEU, OPR, ORT, REU, RHB, TRA",6602000]
[3200,"K1.1",null,"K65345","Vychádzková palica artritída","hliníková, nastaviteľná","TLP","FR","ks",{"v":0.2,"d":"20.00%"},12.37,4.38,7.99,{"v":0.6459180000000001,"d":"64.5918%"},{"v":0,"d":"0.00"},"S","CHI, GER, NCH, NEU, OPR, ORT, REU, RHB, TRA",6602000]
[3201,"K1.1",null,"K89886","Palica FS vychádzková skladacia 927L","výška 80 - 90 cm","FOS","CN","ks",{"v":0.2,"d":"20.00%"},{"v":13,"d":"13.00"},4.38,8.62,{"v":0.6630769999999999,"d":"66.3077%"},{"v":0,"d":"0.00"},"S","CHI, GER, NCH, NEU, OPR, ORT, REU, RHB, TRA",90211010]
[3202,"K1.1",null,"K65346","Vychádzková palica, skladacia","hliníková, nastaviteľná","TLP","FR","ks",{"v":0.2,"d":"20.00%"},13.36,4.38,8.98,{"v":0.672156,"d":"67.2156%"},{"v":0,"d":"0.00"},"S","CHI, GER, NCH, NEU, OPR, ORT, REU, RHB, TRA",6602000]
[3203,"K1.1",null,"K59892","Palica nastaviteľná","odlahčená","KOW","DE","ks",{"v":0.2,"d":"20.00%"},14.66,4.38,10.28,{"v":0.701228,"d":"70.1228%"},{"v":0,"d":"0.00"},"S","CHI, GER, NCH, NEU, OPR, ORT, REU, RHB, TRA",6602000]
[3204,"K1.1",null,"K52948","Palica 1412",null,"ORD","DE","ks",{"v":0.2,"d":"20.00%"},17.55,4.38,13.17,{"v":0.750427,"d":"75.0427%"},{"v":0,"d":"0.00"},"S","CHI, GER, NCH, NEU, OPR, ORT, REU, RHB, TRA",6602000]
[3205,{"$nulls":3},"K1.2 Palice s trojbodovou a viacbodovou oporou",{"$nulls":11},11.74,"ks"]
[3206,"K1.2",null,"K39556","Trojbodová palica","kovová, nastaviteľná od 71-101cm","RAB","HU","ks",{"v":0.2,"d":"20.00%"},11.06,11.06,{"v":0,"d":"0.00"},{"v":0,"d":"0.0000%"},{"v":0,"d":"0.00"},"I","CHI, GER, NCH, NEU, OPR, ORT, REU, RHB, TRA",6602000]
[3207,"K1.2",null,"K39093","Nástavec štvorstopý Erilens FD 93 C",null,"ERI","CZ","ks",{"v":0.2,"d":"20.00%"},11.74,11.74,{"v":0,"d":"0.00"},{"v":0,"d":"0.0000%"},{"v":0,"d":"0.00"},"I","CHI, GER, NCH, NEU, OPR, ORT, REU, RHB, TRA",6602000]
[3208,"K1.2","Z","K88876","Palica štvorbodová","72,5-95 cm","FZZ","IT","ks",{"v":0.2,"d":"20.00%"},11.74,11.74,{"v":0,"d":"0.00"},{"v":0,"d":"0.0000%"},{"v":0,"d":"0.00"},"I","CHI, GER, NCH, NEU, OPR, ORT, REU, RHB, TRA",6602000]
[3209,"K1.2",null,"K52950","Palica štvorbodová 1413",null,"ORD","DE","ks",{"v":0.2,"d":"20.00%"},17.14,11.74,{"v":5.4,"d":"5.40"},{"v":0.31505299999999997,"d":"31.5053%"},{"v":0,"d":"0.00"},"S","CHI, GER, NCH, NEU, OPR, ORT, REU, RHB, TRA",6602000]
[3210,"K1.2",null,"K86977","Vychádzková palica štvorbodová","nosnosť do 100 kg","TLP","FR","ks",{"v":0.2,"d":"20.00%"},31.94,11.74,{"v":20.2,"d":"20.20"},{"v":0.632436,"d":"63.2436%"},{"v":0,"d":"0.00"},"S","CHI, GER, NCH, NEU, OPR, ORT, REU, RHB, TRA",6602000]
[3211,{"$nulls":3},"K1.3 Palice pre nevidiacich, orientačné",{"$nulls":11},27.73,"ks"]
[3212,"K1.3",null,"K73085","Palica pre nevidiacich PP 5345","orientačná","PPR","HU","ks",{"v":0.1,"d":"10.00%"},8.13,8.13,{"v":0,"d":"0.00"},{"v":0,"d":"0.0000%"},{"v":0,"d":"0.00"},"I","OPH,NEU",6602000]
[3213,"K1.3",null,"K91261","Palica slepecká","AT51108, skladacia","ANK","PL","ks",{"v":0.1,"d":"10.00%"},16.35,16.35,{"v":0,"d":"0.00"},{"v":0,"d":"0.0000%"},{"v":0,"d":"0.00"},"I","OPH,NEU",90214000]
[3214,"K1.3",null,"K59591","Slepecká palica, biela","dlhá, pevná 1 dielna","ISV","CZ","ks",{"v":0.1,"d":"10.00%"},16.61,16.61,{"v":0,"d":"0.00"},{"v":0,"d":"0.0000%"},{"v":0,"d":"0.00"},"I","OPH,NEU",6602000]
[3215,"K1.3",null,"K57565","Palica pre nevidiacich      NO 414D/S1",null,"IMS","SK","ks",{"v":0.1,"d":"10.00%"},23.09,23.09,{"v":0,"d":"0.00"},{"v":0,"d":"0.0000%"},{"v":0,"d":"0.00"},"I","OPH,NEU",6602000]
[3216,"K1.3",null,"K59594","Slepecká palica, biela","dlhá, teleskopická 2 dielna","ISV","CZ","ks",{"v":0.1,"d":"10.00%"},24.96,24.96,{"v":0,"d":"0.00"},{"v":0,"d":"0.0000%"},{"v":0,"d":"0.00"},"I","OPH,NEU",6602000]
[3217,"K1.3",null,"K70479","Palica pre nevidiacich ORK4 A","kombinovaná,4 - dielna","ISV","CZ","ks",{"v":0.1,"d":"10.00%"},27.71,27.71,{"v":0,"d":"0.00"},{"v":0,"d":"0.0000%"},{"v":0,"d":"0.00"},"I","OPH,NEU",6602000]
[3218,"K1.3","Z","K59593","Slepecká palica, biela","dlhá, teleskopická 3 dielna","ISV","CZ","ks",{"v":0.1,"d":"10.00%"},27.73,27.73,{"v":0,"d":"0.00"},{"v":0,"d":"0.0000%"},{"v":0,"d":"0.00"},"I","OPH,NEU",6602000]
[3219,"K1.3",null,"K59592","Slepecká palica, biela","dlhá, teleskopická 5 dielna","ISV","CZ","ks",{"v":0.1,"d":"10.00%"},37.57,27.73,9.84,{"v":0.261911,"d":"26.1911%"},{"v":0,"d":"0.00"},"S","OPH,NEU",6602000]
[3220,{"$nulls":3},"K1.4 Palice pre nevidiacich, signalizačné",{"$nulls":11},24.96,"ks"]
[3221,"K1.4",null,"K59597","Slepecká palica biela, interiérová","teleskopická 2 - dielna","ISV","CZ","ks",{"v":0.1,"d":"10.00%"},22.19,22.19,{"v":0,"d":"0.00"},{"v":0,"d":"0.0000%"},{"v":0,"d":"0.00"},"I","OPH,NEU",6602000]
[3222,"K1.4",null,"K59596","Slepecká palica, interiérová","skladacia 4- dielna","ISV","CZ","ks",{"v":0.1,"d":"10.00%"},22.19,22.19,{"v":0,"d":"0.00"},{"v":0,"d":"0.0000%"},{"v":0,"d":"0.00"},"I","OPH,NEU",6602000]
[3223,"K1.4",null,"K70480","Palica pre nevidiacich SiT7 A","signal.telesk.7-dielna","ISV","CZ","ks",{"v":0.1,"d":"10.00%"},24.92,24.92,{"v":0,"d":"0.00"},{"v":0,"d":"0.0000%"},{"v":0,"d":"0.00"},"I","OPH,NEU",6602000]
[3224,"K1.4","Z","K59598","Slepecká palica biela, signalizačná","skladacia 7- dielna","ISV","CZ","ks",{"v":0.1,"d":"10.00%"},24.96,24.96,{"v":0,"d":"0.00"},{"v":0,"d":"0.0000%"},{"v":0,"d":"0.00"},"I","OPH,NEU",6602000]
[3225,{"$nulls":3},"K1.5 Palice pre nevidiacich, oporné",{"$nulls":11},22.94,"ks"]
[3226,"K1.5",null,"K59588","Slepecká palica biela","1-dielna","ISV","CZ","ks",{"v":0.1,"d":"10.00%"},16.66,16.66,{"v":0,"d":"0.00"},{"v":0,"d":"0.0000%"},{"v":0,"d":"0.00"},"I","OPH,NEU",6602000]
[3227,"K1.5",null,"K70481","Palica pre nevidiacich OPK5 - A","oporná,komb.5-dielna","ISV","CZ","ks",{"v":0.1,"d":"10.00%"},19.43,19.43,{"v":0,"d":"0.00"},{"v":0,"d":"0.0000%"},{"v":0,"d":"0.00"},"I","OPH,NEU",6602000]
[3228,"K1.5",null,"K59589","Slepecká palica biela","skladacia, oporná","ISV","CZ","ks",{"v":0.1,"d":"10.00%"},19.43,19.43,{"v":0,"d":"0.00"},{"v":0,"d":"0.0000%"},{"v":0,"d":"0.00"},"I","OPH,NEU",6602000]
[3229,"K1.5",null,"K59590","Slepecká palica biela","oporná teleskopická 2-dielna","ISV","CZ","ks",{"v":0.1,"d":"10.00%"},19.43,19.43,{"v":0,"d":"0.00"},{"v":0,"d":"0.0000%"},{"v":0,"d":"0.00"},"I","OPH,NEU",6602000]
[3230,"K1.5","Z","K60791","Biela  palica, oporná, skladacia 4- dielna, 413 D/S",null,"IMS","SK","ks",{"v":0.1,"d":"10.00%"},22.94,22.94,{"v":0,"d":"0.00"},{"v":0,"d":"0.0000%"},{"v":0,"d":"0.00"},"I","OPH,NEU",6602000]
[3231,{"$nulls":3},"K2 Barly podporné, štvornožky a príslušenstvo"]
[3232,{"$nulls":3},"K2.1 Barly predlakťové pre dospelých",{"$nulls":11},6.72,"ks"]
[3233,"K2.1",null,"K97346","Barla francúzska GR 300","hliníková","FAZ","IT","ks",{"v":0.1,"d":"10.00%"},5.97,5.97,{"v":0,"d":"0.00"},{"v":0,"d":"0.0000%"},{"v":0,"d":"0.00"},"I","CHI, GER, NCH, NEU, OPR, ORT, REU, RHB, TRA",9021]
[3234,"K2.1",null,"K20106","Barla francúzska B-2","Duralová, s nastaviteľnou dĺžkou","J+R","SK","ks",{"v":0.1,"d":"10.00%"},5.98,5.98,{"v":0,"d":"0.00"},{"v":0,"d":"0.0000%"},{"v":0,"d":"0.00"},"I","CHI, GER, NCH, NEU, OPR, ORT, REU, RHB, TRA",9021]
[3235,"K2.1",null,"K94262","Barla francúzska predlakťová 222 KL","nosnosť 130 kg, hmotnosť 0,60 kg, ergonomické plastové držadlo","ERW","DE","ks",{"v":0.1,"d":"10.00%"},6.02,6.02,{"v":0,"d":"0.00"},{"v":0,"d":"0.0000%"},{"v":0,"d":"0.00"},"I","CHI, GER, NCH, NEU, OPR, ORT, REU, RHB, TRA",90211010]
[3236,"K2.1",null,"K87958","Barla hliníková francúzska BFH","nastaviteľná, rôzne farby","VLP","SK","ks",{"v":0.1,"d":"10.00%"},6.67,6.67,{"v":0,"d":"0.00"},{"v":0,"d":"0.0000%"},{"v":0,"d":"0.00"},"I","CHI, GER, NCH, NEU, OPR, ORT, REU, RHB, TRA",9021101000]
[3237,"K2.1",null,"K92185","Barla francúzska predlakťová","Safe Walk","ANK","PL","ks",{"v":0.1,"d":"10.00%"},6.71,6.71,{"v":0,"d":"0.00"},{"v":0,"d":"0.0000%"},{"v":0,"d":"0.00"},"I","CHI, GER, NCH, NEU, OPR, ORT, REU, RHB, TRA",90214000]
[3238,"K2.1",null,"K92060","Barla francúzka D95","hliníková, nosnosť 120 kg","PRD","ES","ks",{"v":0.1,"d":"10.00%"},6.72,6.72,{"v":0,"d":"0.00"},{"v":0,"d":"0.0000%"},{"v":0,"d":"0.00"},"I","CHI, GER, NCH, NEU, OPR, ORT, REU, RHB, TRA",9021]
[3239,"K2.1",null,"K58032","Barla francúzska JH 89",null,"AUY","CZ","ks",{"v":0.1,"d":"10.00%"},6.72,6.72,{"v":0,"d":"0.00"},{"v":0,"d":"0.0000%"},{"v":0,"d":"0.00"},"I","CHI, GER, NCH, NEU, OPR, ORT, REU, RHB, TRA",9021]
[3240,"K2.1",null,"K76935","Barla francúzska predlakťová","87-117,5 cm","FOS","CN","ks",{"v":0.1,"d":"10.00%"},6.72,6.72,{"v":0,"d":"0.00"},{"v":0,"d":"0.0000%"},{"v":0,"d":"0.00"},"I","CHI, GER, NCH, NEU, OPR, ORT, REU, RHB, TRA",9021]
[3241,"K2.1","Z","K71333","Classic barla francúzska","hliníková, nastaviteľná, ultraľahká","TLP","FR","ks",{"v":0.1,"d":"10.00%"},6.72,6.72,{"v":0,"d":"0.00"},{"v":0,"d":"0.0000%"},{"v":0,"d":"0.00"},"I","CHI, GER, NCH, NEU, OPR, ORT, REU, RHB, TRA",9021]
[3242,"K2.1",null,"K39555","Francúzska barla","kovová, nastaviteľná od 71-101 cm","RAB","HU","ks",{"v":0.1,"d":"10.00%"},7.18,6.72,0.46,{"v":0.064067,"d":"6.4067%"},{"v":0,"d":"0.00"},"S","CHI, GER, NCH, NEU, OPR, ORT, REU, RHB, TRA",9021]
[3243,"K2.1",null,"K58434","Barla predlakťová duralová  francúzská so zvýšenou nosnosťou FDZ 01",null,"ERI","CZ","ks",{"v":0.1,"d":"10.00%"},7.23,6.72,0.51,{"v":0.07053899999999999,"d":"7.0539%"},{"v":0,"d":"0.00"},"S","CHI, GER, NCH, NEU, OPR, ORT, REU, RHB, TRA",9021]
[3244,"K2.1",null,"K39092","Barla francúzska Erilens FD 93","predlakťová, duralová","ERI","CZ","ks",{"v":0.1,"d":"10.00%"},7.29,6.72,0.57,{"v":0.07818900000000001,"d":"7.8189%"},{"v":0,"d":"0.00"},"S","CHI, GER, NCH, NEU, OPR, ORT, REU, RHB, TRA",9021]
[3245,"K2.1",null,"K22145","Barla francúzska","Typ  PROTETIKA 95","PRO","SK","ks",{"v":0.1,"d":"10.00%"},7.37,6.72,0.65,{"v":0.088195,"d":"8.8195%"},{"v":0,"d":"0.00"},"S","CHI, GER, NCH, NEU, OPR, ORT, REU, RHB, TRA",9021]
[3246,"K2.1",null,"K52943","Barla Francúzska 1400",null,"ORD","DE","ks",{"v":0.1,"d":"10.00%"},7.44,6.72,0.72,{"v":0.096774,"d":"9.6774%"},{"v":0,"d":"0.00"},"S","CHI, GER, NCH, NEU, OPR, ORT, REU, RHB, TRA",9021]
[3247,"K2.1",null,"K52946","Barla francúzska 1410",null,"ORD","DE","ks",{"v":0.1,"d":"10.00%"},7.44,6.72,0.72,{"v":0.096774,"d":"9.6774%"},{"v":0,"d":"0.00"},"S","CHI, GER, NCH, NEU, OPR, ORT, REU, RHB, TRA",9021]
[3248,"K2.1",null,"K94263","Barla francúzska predlakťová 222 KS","nosnosť 130 kg, hmotnosť 0,60 kg, ergonomické mäkčené držadlo","ERW","DE","ks",{"v":0.1,"d":"10.00%"},7.47,6.72,0.75,{"v":0.100402,"d":"10.0402%"},{"v":0,"d":"0.00"},"S","CHI, GER, NCH, NEU, OPR, ORT, REU, RHB, TRA",90211010]
[3249,"K2.1",null,"K65347","Francúzska barla","hliníková, nastaviteľná rukoväť","TLP","FR","ks",{"v":0.1,"d":"10.00%"},7.68,6.72,0.96,{"v":0.125,"d":"12.5000%"},{"v":0,"d":"0.00"},"S","CHI, GER, NCH, NEU, OPR, ORT, REU, RHB, TRA",9021]
[3250,"K2.1",null,"K92187","Barla francúzska predlakťová","Opti Comfort","ANK","PL","ks",{"v":0.1,"d":"10.00%"},8.73,6.72,2.01,{"v":0.230241,"d":"23.0241%"},{"v":0,"d":"0.00"},"S","CHI, GER, NCH, NEU, OPR, ORT, REU, RHB, TRA",90214000]
[3251,"K2.1",null,"K59890","Barle predlakťové",null,"KOW","DE","ks",{"v":0.1,"d":"10.00%"},9.58,6.72,2.86,{"v":0.298539,"d":"29.8539%"},{"v":0,"d":"0.00"},"S","CHI, GER, NCH, NEU, OPR, ORT, REU, RHB, TRA",9021]
[3252,"K2.1",null,"K69307","Barla francúzska JH-04S","sklopná opierka","AUY","CZ","ks",{"v":0.1,"d":"10.00%"},10.15,6.72,3.43,{"v":0.33793100000000004,"d":"33.7931%"},{"v":0,"d":"0.00"},"S","CHI, GER, NCH, NEU, OPR, ORT, REU, RHB, TRA",9021]
[3253,"K2.1",null,"K39095","Barla francúzska ErilensFDS 96","duralová sklopná","ERI","CZ","ks",{"v":0.1,"d":"10.00%"},14.68,6.72,7.96,{"v":0.542234,"d":"54.2234%"},{"v":0,"d":"0.00"},"S","CHI, GER, NCH, NEU, OPR, ORT, REU, RHB, TRA",9021]
[3254,"K2.1",null,"K79022","Barla francúzska,Erilens BSF 07","duralová, sklopná","ERI","CZ","ks",{"v":0.1,"d":"10.00%"},15.64,6.72,8.92,{"v":0.5703320000000001,"d":"57.0332%"},{"v":0,"d":"0.00"},"S","CHI, GER, NCH, NEU, OPR, ORT, REU, RHB, TRA",9021]
[3255,{"$nulls":3},"K2.2 Barly predlakťové detské",{"$nulls":11},7.09,"ks"]
[3256,"K2.2","Z","K39096","Barla francúzska Erilens FDD 91","duralová predlakťová detská","ERI","CZ","ks",{"v":0.1,"d":"10.00%"},7.09,7.09,{"v":0,"d":"0.00"},{"v":0,"d":"0.0000%"},{"v":0,"d":"0.00"},"I","CHI, NCH, NEU, OPR, ORT, REU, RHB, TRA",9021]
[3257,"K2.2",null,"K71334","Detská francúzska barla","hliníková nastaviteľná, mäkká rukoväť","TLP","FR","ks",{"v":0.1,"d":"10.00%"},{"v":11.1,"d":"11.10"},7.09,4.01,{"v":0.361261,"d":"36.1261%"},{"v":0,"d":"0.00"},"S","CHI, NCH, NEU, OPR, ORT, REU, RHB, TRA",9021]
[3258,"K2.2",null,"K37770","Barla predlakťová pre deti - ľavá",null,"MEY","DE","ks",{"v":0.1,"d":"10.00%"},13.86,7.09,6.77,{"v":0.488456,"d":"48.8456%"},{"v":0,"d":"0.00"},"S","CHI, NCH, NEU, OPR, ORT, REU, RHB, TRA",9021]
[3259,"K2.2",null,"K37769","Barla predlakťová pre deti - pravá",null,"MEY","DE","ks",{"v":0.1,"d":"10.00%"},13.86,7.09,6.77,{"v":0.488456,"d":"48.8456%"},{"v":0,"d":"0.00"},"S","CHI, NCH, NEU, OPR, ORT, REU, RHB, TRA",9021]
[3260,{"$nulls":3},"K2.3 Barly podpazušné pre dospelých",{"$nulls":11},6.19,"ks"]
[3261,"K2.3",null,"K92363","Barla drevená podperná stredná - 120","1154, 1186, 1218, 1250 mm","TOP","SK","ks",{"v":0.1,"d":"10.00%"},5.93,5.93,{"v":0,"d":"0.00"},{"v":0,"d":"0.0000%"},{"v":0,"d":"0.00"},"I","CHI, GER, NCH, NEU, OPR, ORT, REU, RHB, TRA",90211010]
[3262,"K2.3",null,"K20346","Barla drevená podperná veľká - 128","Možnosť  nastavenia: 1205, 1237, 1269, 1301, 1333, 1365 mm","TOP","SK","ks",{"v":0.1,"d":"10.00%"},6.11,6.11,{"v":0,"d":"0.00"},{"v":0,"d":"0.0000%"},{"v":0,"d":"0.00"},"I","CHI, GER, NCH, NEU, OPR, ORT, REU, RHB, TRA",9021]
[3263,"K2.3",null,"K91262","Barla podpazušná duralová","AT51109, veľkosť S 92 – 112 cm, M  112 – 132 cm, L 132 - 152 cm","ANK","PL","ks",{"v":0.1,"d":"10.00%"},6.14,6.14,{"v":0,"d":"0.00"},{"v":0,"d":"0.0000%"},{"v":0,"d":"0.00"},"I","CHI, GER, NCH, NEU, OPR, ORT, REU, RHB, TRA",90214000]
[3264,"K2.3",null,"K20504","Barla drevená - veľká jaseňová","1290, 1325, 1365,1400 mm","DRA","SK","ks",{"v":0.1,"d":"10.00%"},6.19,6.19,{"v":0,"d":"0.00"},{"v":0,"d":"0.0000%"},{"v":0,"d":"0.00"},"I","CHI, GER, NCH, NEU, OPR, ORT, REU, RHB, TRA",9021]
[3265,"K2.3",null,"K92362","Barla drevená podperná veľká - 138","1300, 1332, 1364, 1396, 1428, 1460 mm","TOP","SK","ks",{"v":0.1,"d":"10.00%"},6.19,6.19,{"v":0,"d":"0.00"},{"v":0,"d":"0.0000%"},{"v":0,"d":"0.00"},"I","CHI, GER, NCH, NEU, OPR, ORT, REU, RHB, TRA",90211010]
[3266,"K2.3",null,"K85667","Barla podpazušná drevená","nastaviteľná","JSL","SK","ks",{"v":0.1,"d":"10.00%"},6.19,6.19,{"v":0,"d":"0.00"},{"v":0,"d":"0.0000%"},{"v":0,"d":"0.00"},"I","CHI, GER, NCH, NEU, OPR, ORT, REU, RHB, TRA",9021]
[3267,"K2.3","Z","K28441","Barla podpazušná drevená veľká",null,"TIB","SK","ks",{"v":0.1,"d":"10.00%"},6.19,6.19,{"v":0,"d":"0.00"},{"v":0,"d":"0.0000%"},{"v":0,"d":"0.00"},"I","CHI, GER, NCH, NEU, OPR, ORT, REU, RHB, TRA",9021]
[3268,"K2.3",null,"K68336","Barla drevená","1400, 1430, 1460,1500 mm","DRA","SK","ks",{"v":0.1,"d":"10.00%"},6.38,6.19,0.19,{"v":0.029781,"d":"2.9781%"},{"v":0,"d":"0.00"},"S","CHI, GER, NCH, NEU, OPR, ORT, REU, RHB, TRA",9021]
[3269,"K2.3",null,"K94236","Barla duralová podpazušná 131","A 94-114 cm, B 114-135 cm, C 135-154 cm","AVV","SI","ks",{"v":0.1,"d":"10.00%"},6.72,6.19,0.53,{"v":0.078869,"d":"7.8869%"},{"v":0,"d":"0.00"},"S","CHI, GER, NCH, NEU, OPR, ORT, REU, RHB, TRA",90211010]
[3270,"K2.3",null,"K94036","Barla podpazušná hliníková D22","nastaviteľná výška, nosnosť 120kg","PRD","ES","ks",{"v":0.1,"d":"10.00%"},{"v":7.7,"d":"7.70"},6.19,1.51,{"v":0.19610399999999997,"d":"19.6104%"},{"v":0,"d":"0.00"},"S","CHI, GER, NCH, NEU, OPR, ORT, REU, RHB, TRA",9021]
[3271,"K2.3",null,"K86978","Barla podpazušná hliníková, veľká","odľahčená, nosnosť do 130 kg","TLP","FR","ks",{"v":0.1,"d":"10.00%"},8.94,6.19,2.75,{"v":0.307606,"d":"30.7606%"},{"v":0,"d":"0.00"},"S","CHI, GER, NCH, NEU, OPR, ORT, REU, RHB, TRA",9021101000]
[3272,"K2.3",null,"K87957","Barla hliníková podpazušná","ľahko prestaviteľná,92-154 cm,vymeniteľný zvršok","VLP","SK","ks",{"v":0.1,"d":"10.00%"},{"v":9,"d":"9.00"},6.19,2.81,{"v":0.312222,"d":"31.2222%"},{"v":0,"d":"0.00"},"S","CHI, GER, NCH, NEU, OPR, ORT, REU, RHB, TRA",9021]
[3273,{"$nulls":3},"K2.4 Barly podpazušné pre dospelých","malá",{"$nulls":10},5.61,"ks"]
[3274,"K2.4",null,"K20506","Barla drevená - malá","865, 895, 930 mm","DRA","SK","ks",{"v":0.1,"d":"10.00%"},5.61,5.61,{"v":0,"d":"0.00"},{"v":0,"d":"0.0000%"},{"v":0,"d":"0.00"},"I","CHI, GER, NCH, NEU, OPR, ORT, REU, RHB, TRA",9021]
[3275,"K2.4",null,"K20348","Barla drevená podperná malá - 92","Možnosť nastavenia:  856, 888, 920 mm","TOP","SK","ks",{"v":0.1,"d":"10.00%"},5.61,5.61,{"v":0,"d":"0.00"},{"v":0,"d":"0.0000%"},{"v":0,"d":"0.00"},"I","CHI, GER, NCH, NEU, OPR, ORT, REU, RHB, TRA",9021]
[3276,"K2.4","Z","K85168","Barla podpazušná duralová, malá","94 – 114 cm","FZZ","IT","ks",{"v":0.1,"d":"10.00%"},5.61,5.61,{"v":0,"d":"0.00"},{"v":0,"d":"0.0000%"},{"v":0,"d":"0.00"},"I","CHI, GER, NCH, NEU, OPR, ORT, REU, RHB, TRA",9021]
[3277,{"$nulls":3},"K2.5 Barly podpazušné pre dospelých","stredná",{"$nulls":10},5.93,"ks"]
[3278,"K2.5",null,"K85808","Barla drevená podpazušná BDPLN-A","ľahko nastaviteľná, 1100 - 1345 mm","VLP","SK","ks",{"v":0.1,"d":"10.00%"},5.81,5.81,{"v":0,"d":"0.00"},{"v":0,"d":"0.0000%"},{"v":0,"d":"0.00"},"I","CHI, GER, NCH, NEU, OPR, ORT, REU, RHB, TRA",9021101000]
[3279,"K2.5",null,"K20347","Barla drevená podperná stredná - 108","Možnosť nastavenia: 1000, 1032, 1064, 1096, 1128, 1160 mm","TOP","SK","ks",{"v":0.1,"d":"10.00%"},5.83,5.83,{"v":0,"d":"0.00"},{"v":0,"d":"0.0000%"},{"v":0,"d":"0.00"},"I","CHI, GER, NCH, NEU, OPR, ORT, REU, RHB, TRA",9021]
[3280,"K2.5",null,"K85169","Barla podpazušná duralová, stredná","114 – 134 cm","FZZ","IT","ks",{"v":0.1,"d":"10.00%"},5.83,5.83,{"v":0,"d":"0.00"},{"v":0,"d":"0.0000%"},{"v":0,"d":"0.00"},"I","CHI, GER, NCH, NEU, OPR, ORT, REU, RHB, TRA",9021]
[3281,"K2.5",null,"K90694","Barla podpazušná Vitea Care","duralová, veľkosť M, L","MDH","PL","ks",{"v":0.1,"d":"10.00%"},5.83,5.83,{"v":0,"d":"0.00"},{"v":0,"d":"0.0000%"},{"v":0,"d":"0.00"},"I","CHI, GER, NCH, NEU, OPR, ORT, REU, RHB, TRA",90211010]
[3282,"K2.5",null,"K20505","Barla drevená - stredná","1160, 1195, 1230 mm","DRA","SK","ks",{"v":0.1,"d":"10.00%"},5.93,5.93,{"v":0,"d":"0.00"},{"v":0,"d":"0.0000%"},{"v":0,"d":"0.00"},"I","CHI, GER, NCH, NEU, OPR, ORT, REU, RHB, TRA",9021]
[3283,"K2.5",null,"K85809","Barla drevená podpazušná BDPLN-B","ľahko nastaviteľná, 1355 - 1600 mm","VLP","SK","ks",{"v":0.1,"d":"10.00%"},5.93,5.93,{"v":0,"d":"0.00"},{"v":0,"d":"0.0000%"},{"v":0,"d":"0.00"},"I","CHI, GER, NCH, NEU, OPR, ORT, REU, RHB, TRA",9021101000]
[3284,"K2.5","Z","K28440","Barla podpazušná drevená stredná",null,"TIB","SK","ks",{"v":0.1,"d":"10.00%"},5.93,5.93,{"v":0,"d":"0.00"},{"v":0,"d":"0.0000%"},{"v":0,"d":"0.00"},"I","CHI, GER, NCH, NEU, OPR, ORT, REU, RHB, TRA",9021]
[3285,"K2.5",null,"K85170","Barla podpazušná duralová, vysoká","134 – 154 cm","FZZ","IT","ks",{"v":0.1,"d":"10.00%"},5.93,5.93,{"v":0,"d":"0.00"},{"v":0,"d":"0.0000%"},{"v":0,"d":"0.00"},"I","CHI, GER, NCH, NEU, OPR, ORT, REU, RHB, TRA",9021]
[3286,"K2.5",null,"K76936","Barla hliníkova podpazušná","1280-1480 mm","FOS","CN","ks",{"v":0.1,"d":"10.00%"},8.18,5.93,2.25,{"v":0.275061,"d":"27.5061%"},{"v":0,"d":"0.00"},"S","CHI, GER, NCH, NEU, OPR, ORT, REU, RHB, TRA",9021]
[3287,{"$nulls":3},"K2.6 Príslušenstvo a doplnky",{"$nulls":11},6.06,"ks"]
[3288,"K2.6","Z","K65536","Násada na barlu a palicu",null,"KOW","DE","ks",{"v":0.2,"d":"20.00%"},1.31,1.31,{"v":0,"d":"0.00"},{"v":0,"d":"0.0000%"},{"v":0,"d":"0.00"},"I","CHI, NCH, NEU, OPR, ORT, RHB, TRA",6603]
[3289,{"$nulls":3},"K3 Antidekubitné a polohovacie pomôcky"]
[3290,{"$nulls":3},"K3.1 Podušky, podložky a vankúše antidekubitné, polohovacie"]
[3291,{"$nulls":3},"K3.1.1 Podušky, podložky a vankúše antidekubitné, polohovacie malé","( dĺžka strany 60 cm)",{"$nulls":10},7.72,"ks"]
[3292,"K3.1.1",null,"K58331","Vankúš polohovací 58 x 29 cm 924","Polohovacia pomôcka","PRO","SK","ks",{"v":0.2,"d":"20.00%"},{"v":5.3,"d":"5.30"},{"v":5.3,"d":"5.30"},{"v":0,"d":"0.00"},{"v":0,"d":"0.0000%"},{"v":0,"d":"0.00"},"I","CHI, DIA, NCH, NEU, OPR, ORT, RHB, TRA",94042110]
[3293,"K3.1.1","Z","K39936","Pol. AD poduška, nepreš., 30 x 55cm","Polohovacia a prev. pomôcka pre dlhodobo ležiacich,  neprešívaná  s obliečkou","MBP","SK","ks",{"v":0.2,"d":"20.00%"},7.72,7.72,{"v":0,"d":"0.00"},{"v":0,"d":"0.0000%"},{"v":0,"d":"0.00"},"I","CHI, DIA, NCH, NEU, OPR, ORT, RHB, TRA",94042110]
[3294,"K3.1.1",null,"K39938","Pol. AD poduška, nepreš., 40 x 60cm","Polohovacia a prev. pomôcka pre dlhodobo ležiacich,  neprešívaná  s obliečkou","MBP","SK","ks",{"v":0.2,"d":"20.00%"},8.38,7.72,0.66,{"v":0.078759,"d":"7.8759%"},{"v":0,"d":"0.00"},"S","CHI, DIA, NCH, NEU, OPR, ORT, RHB, TRA",94042110]
[3295,{"$nulls":3},"K3.1.2 Podušky, podložky a vankúše antidekubitné, polohovacie malé","( dĺžka strany 60 cm)",{"$nulls":10},9.32,"ks"]
[3296,"K3.1.2",null,"K39940","Pol. AD poduška,  prešív., 45 x 37cm,","Polohovacia a prev. pomôcka pre dlhodobo ležiacich,  prešívaná s obliečkou","MBP","SK","ks",{"v":0.2,"d":"20.00%"},9.32,9.32,{"v":0,"d":"0.00"},{"v":0,"d":"0.0000%"},{"v":0,"d":"0.00"},"I","CHI, NCH, NEU, OPR, ORT, RHB, TRA",94042110]
[3297,"K3.1.2","Z","K58332","Vankúš na stoličku šesťrebrový  40 x 42 cm 925","Polohovacia pomôcka","PRO","SK","ks",{"v":0.2,"d":"20.00%"},9.32,9.32,{"v":0,"d":"0.00"},{"v":0,"d":"0.0000%"},{"v":0,"d":"0.00"},"I","CHI, NCH, NEU, OPR, ORT, RHB, TRA",94042110]
[3298,"K3.1.2",null,"K39945","Pol. AD poduška  sedacia  otvorená","Polohovacia a prev. pomôcka pre dlhodobo ležiacich s obliečkou","MBP","SK","ks",{"v":0.2,"d":"20.00%"},11.72,9.32,{"v":2.4,"d":"2.40"},{"v":0.204778,"d":"20.4778%"},{"v":0,"d":"0.00"},"S","CHI, NCH, NEU, OPR, ORT, RHB, TRA",94042110]
[3299,"K3.1.2",null,"K39946","Pol. AD poduška  sedacia  uzatvorená","Polohovacia a prev. pomôcka pre dlhodobo ležiacich s obliečkou","MBP","SK","ks",{"v":0.2,"d":"20.00%"},13.75,9.32,4.43,{"v":0.322182,"d":"32.2182%"},{"v":0,"d":"0.00"},"S","CHI, NCH, NEU, OPR, ORT, RHB, TRA",94042110]
[3300,"K3.1.2",null,"K39948","Pol. AD poduška  sedacia, 50 x 50 cm","Polohovacia a preventívna pomôcka pre dlhodobo ležiacich","MBP","SK","ks",{"v":0.2,"d":"20.00%"},14.11,9.32,4.79,{"v":0.339476,"d":"33.9476%"},{"v":0,"d":"0.00"},"S","CHI, NCH, NEU, OPR, ORT, RHB, TRA",94042110]
[3301,"K3.1.2",null,"K39941","Pol. AD poduška,  prešív., 60 x 40cm","Polohovacia a prev. pomôcka pre dlhodobo ležiacich,  prešívaná s obliečkou","MBP","SK","ks",{"v":0.2,"d":"20.00%"},16.29,9.32,6.97,{"v":0.42787,"d":"42.7870%"},{"v":0,"d":"0.00"},"S","CHI, NCH, NEU, OPR, ORT, RHB, TRA",94042110]
[3302,"K3.1.2",null,"K60533","Podložka antidekubitná","okrúhla, štvorcová, podkova, hrúbka 10cm","MBP","SK","ks",{"v":0.2,"d":"20.00%"},{"v":30.6,"d":"30.60"},9.32,21.28,{"v":0.6954250000000001,"d":"69.5425%"},{"v":0,"d":"0.00"},"S","CHI, NCH, NEU, OPR, ORT, RHB, TRA",94042110]
[3303,{"$nulls":3},"K3.1.3 Podušky, podložky a vankúše antidekubitné, polohovacie-stredné","( dĺžka strany 60-120 cm )",{"$nulls":10},11.33,"ks"]
[3304,"K3.1.3",null,"K58343","Poduška 66 x 38cm 922","Polohovacia pomôcka","PRO","SK","ks",{"v":0.2,"d":"20.00%"},{"v":5.8,"d":"5.80"},{"v":5.8,"d":"5.80"},{"v":0,"d":"0.00"},{"v":0,"d":"0.0000%"},{"v":0,"d":"0.00"},"I","CHI, GER, NCH, NEU, OPR, ORT, RHB, TRA",94042110]
[3305,"K3.1.3","Z","K58334","Vankúš pod zadok  60 x 65 cm 927","Polohovacia pomôcka","PRO","SK","ks",{"v":0.2,"d":"20.00%"},11.33,11.33,{"v":0,"d":"0.00"},{"v":0,"d":"0.0000%"},{"v":0,"d":"0.00"},"I","CHI, GER, NCH, NEU, OPR, ORT, RHB, TRA",94042110]
[3306,"K3.1.3",null,"K60535","Podložka antidekubitná - valec","priemer 15cm, dĺžka 50 cm","MBP","SK","ks",{"v":0.2,"d":"20.00%"},20.04,11.33,8.71,{"v":0.434631,"d":"43.4631%"},{"v":0,"d":"0.00"},"S","CHI, GER, NCH, NEU, OPR, ORT, RHB, TRA",94042110]
[3307,"K3.1.3",null,"K39943","Pol. AD poduška,  prešív.,120 x 60cm","Polohovacia a prev. pomôcka pre dlhodobo ležiacich,  prešívaná s obliečkou","MBP","SK","ks",{"v":0.2,"d":"20.00%"},31.02,11.33,19.69,{"v":0.634752,"d":"63.4752%"},{"v":0,"d":"0.00"},"S","CHI, GER, NCH, NEU, OPR, ORT, RHB, TRA",94042110]
[3308,{"$nulls":3},"K3.1.4 Podložky celotelové antidekubitné","(dĺžka strany nad 120 cm)",{"$nulls":10},39.51,"ks"]
[3309,"K3.1.4","Z","K39947","Pol. AD poduška, prešív., 200  x  90 cm","Polohovacia a prev. pomôcka pre dlhodobo ležiacich, prešívaná, na celú posteľ","MBP","SK","ks",{"v":0.2,"d":"20.00%"},39.51,39.51,{"v":0,"d":"0.00"},{"v":0,"d":"0.0000%"},{"v":0,"d":"0.00"},"I","CHI, GER, NCH, NEU, OPR, ORT, RHB, TRA",94042110]
[3310,"K3.1.4",null,"K39979","Molitanová podl. 3 cm, 200  x  100 cm","Na polohovanie a rehabilitáciu, na celú posteľ","MBP","SK","ks",{"v":0.2,"d":"20.00%"},51.91,39.51,{"v":12.4,"d":"12.40"},{"v":0.238875,"d":"23.8875%"},{"v":0,"d":"0.00"},"S","CHI, GER, NCH, NEU, OPR, ORT, RHB, TRA",94042110]
[3311,"K3.1.4",null,"K60537","Podložka celotelová","200x100x 5cm","MBP","SK","ks",{"v":0.2,"d":"20.00%"},58.29,39.51,18.78,{"v":0.322182,"d":"32.2182%"},{"v":0,"d":"0.00"},"S","CHI, GER, NCH, NEU, OPR, ORT, RHB, TRA",94042110]
[3312,{"$nulls":3},"K3.1.5 Podložky antidekubitné hlavy a krku","s tvarovou pamäťou",{"$nulls":10},30.14,"ks"]
[3313,"K3.1.5",null,"K89463","podložka anatomická PA500","500x300x110/90,   na krčnú chrbticu","OPO","CZ","ks",{"v":0.2,"d":"20.00%"},28.66,28.66,{"v":0,"d":"0.00"},{"v":0,"d":"0.0000%"},{"v":0,"d":"0.00"},"I","CHI, GER, NCH, NEU, OPR, ORT, RHB, TRA",940421]
[3314,"K3.1.5",null,"K93485","Podložka anatomická hlavy a krku","AT03007, s tvarovou pamäťou, masážne drážky, 48 x 38 x 8-13 cm","ANK","PL","ks",{"v":0.2,"d":"20.00%"},{"v":28.8,"d":"28.80"},{"v":28.8,"d":"28.80"},{"v":0,"d":"0.00"},{"v":0,"d":"0.0000%"},{"v":0,"d":"0.00"},"I","CHI, GER, NCH, NEU, OPR, ORT, RHB, TRA",90214000]
[3315,"K3.1.5",null,"K89388","Podložka anatomická","390x600x117/87 a  300x500x110/90 na krčnú chrbticu","MOX","SK","ks",{"v":0.2,"d":"20.00%"},29.81,29.81,{"v":0,"d":"0.00"},{"v":0,"d":"0.0000%"},{"v":0,"d":"0.00"},"I","CHI, GER, NCH, NEU, OPR, ORT, RHB, TRA",94042110]
[3316,"K3.1.5",null,"K90872","Podložka anatomická Cervical Pillow","model Cervipillo","PRD","ES","ks",{"v":0.2,"d":"20.00%"},30.14,30.14,{"v":0,"d":"0.00"},{"v":0,"d":"0.0000%"},{"v":0,"d":"0.00"},"I","CHI, GER, NCH, NEU, OPR, ORT, RHB, TRA",94042110]
[3317,"K3.1.5",null,"K81912","Podložka anatomická na krč. chrbticu","s tvarovou pamäťou","MOB","PL","ks",{"v":0.2,"d":"20.00%"},30.14,30.14,{"v":0,"d":"0.00"},{"v":0,"d":"0.0000%"},{"v":0,"d":"0.00"},"I","CHI, GER, NCH, NEU, OPR, ORT, RHB, TRA",94042110]
[3318,"K3.1.5",null,"K91489","Podložka anatomická na krčnú chrbticu PA-VM-01","s tvarovou pamäťou a prateľným poťahom","RE4","PL","ks",{"v":0.2,"d":"20.00%"},30.14,30.14,{"v":0,"d":"0.00"},{"v":0,"d":"0.0000%"},{"v":0,"d":"0.00"},"I","CHI, GER, NCH, NEU, OPR, ORT, RHB, TRA",94042110]
[3319,"K3.1.5",null,"K91238","Podložka anatomická na krčnú chrbticu Pillow Pharma Form","s tvarovou pamäťou","PMO","FR","ks",{"v":0.2,"d":"20.00%"},30.14,30.14,{"v":0,"d":"0.00"},{"v":0,"d":"0.0000%"},{"v":0,"d":"0.00"},"I","CHI, GER, NCH, NEU, OPR, ORT, RHB, TRA",940421]
[3320,"K3.1.5","Z","K58514","Podložka polohovateľná antidekubitná","na krčnú chrbticu","TLP","FR","ks",{"v":0.2,"d":"20.00%"},30.14,30.14,{"v":0,"d":"0.00"},{"v":0,"d":"0.0000%"},{"v":0,"d":"0.00"},"I","CHI, GER, NCH, NEU, OPR, ORT, RHB, TRA",94042110]
[3321,"K3.1.5",null,"K90755","Podložka anatomická pod krčnú chrbticu","S, M, L","AAO","GR","ks",{"v":0.2,"d":"20.00%"},31.97,30.14,1.83,{"v":0.057241,"d":"5.7241%"},{"v":0,"d":"0.00"},"S","CHI, GER, NCH, NEU, OPR, ORT, RHB, TRA",940421]
[3322,{"$nulls":3},"K3.1.6 Podložky hlavy a krku","bez tvarovej pamäte",{"$nulls":10},11.72,"ks"]
[3323,"K3.1.6","Z","K39944","Polohovatelná podložka  hlavy a krku","Polohovacia a prev. pomôcka pre dlhodobo ležiacich s obliečkou","MBP","SK","ks",{"v":0.2,"d":"20.00%"},11.72,11.72,{"v":0,"d":"0.00"},{"v":0,"d":"0.0000%"},{"v":0,"d":"0.00"},"I","CHI, GER, NCH, NEU, OPR, ORT, RHB, TRA",94042110]
[3324,{"$nulls":3},"K3.1.7 Podložky antidekubitné pre končatiny",{"$nulls":11},33.22,"ks"]
[3325,"K3.1.7",null,"K86979","Care Protect Pedi","antidekubitný chránič nohy","TLP","FR","ks",{"v":0.2,"d":"20.00%"},{"v":32.4,"d":"32.40"},{"v":32.4,"d":"32.40"},{"v":0,"d":"0.00"},{"v":0,"d":"0.0000%"},{"v":0,"d":"0.00"},"I","OPR,ORT,RHB,TRA,CHI,NEU",94042110]
[3326,"K3.1.7","Z","K71335","Antidekubitný chránič päty",null,"TLP","FR","ks",{"v":0.2,"d":"20.00%"},33.22,33.22,{"v":0,"d":"0.00"},{"v":0,"d":"0.0000%"},{"v":0,"d":"0.00"},"I","OPR,ORT,RHB,TRA,CHI,NEU",94042110]
[3327,{"$nulls":3},"K3.2 Matrace antidekubitné polohovacie"]
[3328,{"$nulls":3},"K3.2.1.1 Matrace AD polohovacie bez kompresoru","dospelý",{"$nulls":10},43.13,"ks"]
[3329,"K3.2.1.1","Z","K58346","Matrac rozmer","195 x 85 cm","PRO","SK","ks",{"v":0.2,"d":"20.00%"},43.13,43.13,{"v":0,"d":"0.00"},{"v":0,"d":"0.0000%"},{"v":0,"d":"0.00"},"I","CHI, GER, NCH, NEU, OPR, ORT, RHB, TRA",94042110]
[3330,"K3.2.1.1",null,"K65351","Antidekubitný matrac","200x90x14cm","TLP","FR","ks",{"v":0.2,"d":"20.00%"},{"v":82.7,"d":"82.70"},43.13,39.57,{"v":0.478476,"d":"47.8476%"},{"v":0,"d":"0.00"},"S","CHI, GER, NCH, NEU, OPR, ORT, RHB, TRA",94042110]
[3331,"K3.2.1.1",null,"K65350","Antidekubitný matrac",null,"TLP","FR","ks",{"v":0.2,"d":"20.00%"},131.67,43.13,88.54,{"v":0.672439,"d":"67.2439%"},{"v":0,"d":"0.00"},"S","CHI, GER, NCH, NEU, OPR, ORT, RHB, TRA",94042110]
[3332,{"$nulls":3},"K3.2.1.2 Matrace antidekubitné polohovacie bez kompresoru","detský",{"$nulls":10},33.28,"ks"]
[3333,"K3.2.1.2","Z","K58347","Matrac detský","125  x  65 cm","PRO","SK","ks",{"v":0.2,"d":"20.00%"},33.28,33.28,{"v":0,"d":"0.00"},{"v":0,"d":"0.0000%"},{"v":0,"d":"0.00"},"I","CHI, NCH, NEU, OPR, ORT, RHB, TRA",94042110]
[3334,{"$nulls":3},"K3.2.2 Matrace antidekubitné polohovacie s kompresorom",{"$nulls":11},189.79,"ks"]
[3335,"K3.2.2",null,"K91272","Matrac antidekubitný s kompresorom","nosnosť 130 kg, 200x90x7 cm","ANK","PL","ks",{"v":0.2,"d":"20.00%"},101.07,101.07,{"v":0,"d":"0.00"},{"v":0,"d":"0.0000%"},{"v":0,"d":"0.00"},"I","NCH, NEU, ORT, RHB, ZP, TRA",90214000]
[3336,"K3.2.2",null,"K37781","Matrac antidekubitný s kompresorom z polyuretánu","1730x850x63 mm","MEY","DE","ks",{"v":0.2,"d":"20.00%"},{"v":124.2,"d":"124.20"},{"v":124.2,"d":"124.20"},{"v":0,"d":"0.00"},{"v":0,"d":"0.0000%"},{"v":0,"d":"0.00"},"I","NCH, NEU, ORT, RHB, ZP, TRA",94042110]
[3337,"K3.2.2",null,"K88571","Antidekubitný matrac Fazzini","s kompresorom 190x89x6,3 cm","FZZ","IT","ks",{"v":0.2,"d":"20.00%"},167.03,167.03,{"v":0,"d":"0.00"},{"v":0,"d":"0.0000%"},{"v":0,"d":"0.00"},"I","NCH, NEU, ORT, RHB, ZP, TRA",94042110]
[3338,"K3.2.2",null,"K82744","Antidekubitný matrac s kompresorom","190x80x10,2,","FZZ","IT","ks",{"v":0.2,"d":"20.00%"},167.03,167.03,{"v":0,"d":"0.00"},{"v":0,"d":"0.0000%"},{"v":0,"d":"0.00"},"I","NCH, NEU, ORT, RHB, ZP, TRA",94042110]
[3339,"K3.2.2",null,"K70369","Matrac antidekubitný bublinkový","s kompresorom, nosnosť 110 kg, 200x90x6 cm","MDH","PL","ks",{"v":0.2,"d":"20.00%"},{"v":171.4,"d":"171.40"},{"v":171.4,"d":"171.40"},{"v":0,"d":"0.00"},{"v":0,"d":"0.0000%"},{"v":0,"d":"0.00"},"I","NCH, NEU, ORT, RHB, ZP, TRA",94042110]
[3340,"K3.2.2",null,"K82303","Matrac antidekubitný","s kompresorom, dvojkomorový, nosnosť do 100 kg","MOB","PL","ks",{"v":0.2,"d":"20.00%"},{"v":172.8,"d":"172.80"},{"v":172.8,"d":"172.80"},{"v":0,"d":"0.00"},{"v":0,"d":"0.0000%"},{"v":0,"d":"0.00"},"I","NCH, NEU, ORT, RHB, ZP, TRA",90191090]
[3341,"K3.2.2",null,"K97827","Matrac antidekubitný nafukovací L839 s el. kompresorom L803","nosnosť 100 kg","IVD","FR","ks",{"v":0.2,"d":"20.00%"},188.35,188.35,{"v":0,"d":"0.00"},{"v":0,"d":"0.0000%"},{"v":0,"d":"0.00"},"I","NCH, NEU, ORT, RHB, ZP, TRA",94042110]
[3342,"K3.2.2",null,"K90261","Matrac AD polohovací WMS - 5","s kompresorom, nosnosť 100 kg","B-B","DE","ks",{"v":0.2,"d":"20.00%"},{"v":189.5,"d":"189.50"},{"v":189.5,"d":"189.50"},{"v":0,"d":"0.00"},{"v":0,"d":"0.0000%"},{"v":0,"d":"0.00"},"I","NCH, NEU, ORT, RHB, ZP, TRA",94042110]
[3343,"K3.2.2",null,"K65352","Antidekubitný matrac","s kompresorom 3l/min.","TLP","FR","ks",{"v":0.2,"d":"20.00%"},189.79,189.79,{"v":0,"d":"0.00"},{"v":0,"d":"0.0000%"},{"v":0,"d":"0.00"},"I","NCH, NEU, ORT, RHB, ZP, TRA",94042110]
[3344,"K3.2.2",null,"K88245","Matrac antidekubitný APS - 1","s kompresorom","DEZ","DE","ks",{"v":0.2,"d":"20.00%"},189.79,189.79,{"v":0,"d":"0.00"},{"v":0,"d":"0.0000%"},{"v":0,"d":"0.00"},"I","NCH, NEU, ORT, RHB, ZP, TRA",94042110]
[3345,"K3.2.2","Z","K88568","Matrac antidekubitný LTM662","s regulovateľným kompresorom, nosnosť 100kg","MOJ","IT","ks",{"v":0.2,"d":"20.00%"},189.79,189.79,{"v":0,"d":"0.00"},{"v":0,"d":"0.0000%"},{"v":0,"d":"0.00"},"I","NCH, NEU, ORT, RHB, ZP, TRA",94042110]
[3346,"K3.2.2",null,"K69339","Audy Unicare","1950x850x50mm","AUY","CZ","ks",{"v":0.2,"d":"20.00%"},219.69,189.79,{"v":29.9,"d":"29.90"},{"v":0.136101,"d":"13.6101%"},{"v":0,"d":"0.00"},"S","NCH, NEU, ORT, RHB, ZP, TRA",94042110]
[3347,{"$nulls":3},"K3.2.3 Matrace antidekubitné polohovacie s  tvarovou pamäťou",{"$nulls":11},274.8,"ks"]
[3348,"K3.2.3",null,"K91920","Matrac antidekubitný RL 1","200x90x14 cm","MOX","SK","ks",{"v":0.2,"d":"20.00%"},{"v":259.2,"d":"259.20"},{"v":259.2,"d":"259.20"},{"v":0,"d":"0.00"},{"v":0,"d":"0.0000%"},{"v":0,"d":"0.00"},"I","NCH, NEU, ORT, RHB, ZP, TRA",9021]
[3349,"K3.2.3",null,"K90692","Matrac ortopedický s tvarovou pamäťou Qmed","antidekubitný, 200x90x20 cm","MDH","PL","ks",{"v":0.2,"d":"20.00%"},{"v":266.4,"d":"266.40"},{"v":266.4,"d":"266.40"},{"v":0,"d":"0.00"},{"v":0,"d":"0.0000%"},{"v":0,"d":"0.00"},"I","NCH, NEU, ORT, RHB, ZP, TRA",94042110]
[3350,"K3.2.3",null,"K93573","Matrac antidekubitný VISCOPUR","s tvarovou pamäťou, 200x90x14 cm, nosnosť 130 kg","PSP","CZ","ks",{"v":0.2,"d":"20.00%"},273.84,273.84,{"v":0,"d":"0.00"},{"v":0,"d":"0.0000%"},{"v":0,"d":"0.00"},"I","NCH, NEU, ORT, RHB, ZP, TRA",94042110]
[3351,"K3.2.3",null,"K89015","Matrac antidekubitný ST730","s pamäťovou penou, 3-sekciový, nosnosť 120 kg","MOJ","IT","ks",{"v":0.2,"d":"20.00%"},274.75,274.75,{"v":0,"d":"0.00"},{"v":0,"d":"0.0000%"},{"v":0,"d":"0.00"},"I","NCH, NEU, ORT, RHB, ZP, TRA",94042110]
[3352,"K3.2.3",null,"K94347","Matrac antidekubitný Elegans","s tvarovou pamäťou  200x90x14 cm","PUT","CZ","ks",{"v":0.2,"d":"20.00%"},274.78,274.78,{"v":0,"d":"0.00"},{"v":0,"d":"0.0000%"},{"v":0,"d":"0.00"},"I","NCH, NEU, ORT, RHB, ZP, TRA",94042110]
[3353,"K3.2.3",null,"K65349","Antidekubitný matrac","195x88x7cm","TLP","FR","ks",{"v":0.2,"d":"20.00%"},{"v":274.8,"d":"274.80"},{"v":274.8,"d":"274.80"},{"v":0,"d":"0.00"},{"v":0,"d":"0.0000%"},{"v":0,"d":"0.00"},"I","NCH, NEU, ORT, RHB, ZP, TRA",94042110]
[3354,"K3.2.3",null,"K83452","Antidekubitný matrac ALOVA s tvarovou pamäťou","195 x 88 x 14 cm","ASK","FR","ks",{"v":0.2,"d":"20.00%"},{"v":274.8,"d":"274.80"},{"v":274.8,"d":"274.80"},{"v":0,"d":"0.00"},{"v":0,"d":"0.0000%"},{"v":0,"d":"0.00"},"I","NCH, NEU, ORT, RHB, ZP, TRA",94042110]
[3355,"K3.2.3",null,"K91241","Matrac FLEXI FORM","anidekubitný s tvarovou pamäťou","PMO","FR","ks",{"v":0.2,"d":"20.00%"},{"v":274.8,"d":"274.80"},{"v":274.8,"d":"274.80"},{"v":0,"d":"0.00"},{"v":0,"d":"0.0000%"},{"v":0,"d":"0.00"},"I","NCH, NEU, ORT, RHB, ZP, TRA",9021]
[3356,"K3.2.3","Z","K91240","Matrac NOVA FORM","antidekubitný s tvarovou pamäťou","PMO","FR","ks",{"v":0.2,"d":"20.00%"},{"v":274.8,"d":"274.80"},{"v":274.8,"d":"274.80"},{"v":0,"d":"0.00"},{"v":0,"d":"0.0000%"},{"v":0,"d":"0.00"},"I","NCH, NEU, ORT, RHB, ZP, TRA",9021]
[3357,"K3.2.3",null,"K77204","Antidekubitný matrac","90x200 cm, 14 cm s tvarovanou pamäťou, 5 anatomických zón, nepremokavý poťah, SAFR možnosť atypického rozmeru","PRR","CZ","ks",{"v":0.2,"d":"20.00%"},274.81,{"v":274.8,"d":"274.80"},0.01,{"v":3.6e-05,"d":"0.0036%"},{"v":0,"d":"0.00"},"S","NCH, NEU, ORT, RHB, ZP, TRA",94042110]
[3358,{"$nulls":3},"K3.3 Valce rehabilitačné polohovacie",{"$nulls":11},18.72,"ks"]
[3359,"K3.3",null,"K95738","Valec rehabilitačný penový 50x15 cm","AT03502","ANK","PL","ks",{"v":0.2,"d":"20.00%"},{"v":18,"d":"18.00"},{"v":18,"d":"18.00"},{"v":0,"d":"0.00"},{"v":0,"d":"0.0000%"},{"v":0,"d":"0.00"},"I","OPR,ORT,RHB,TRA,CHI,NEU",94042110]
[3360,"K3.3",null,"K95740","Valec rehabilitačný penový 60x15 cm","AT03504","ANK","PL","ks",{"v":0.2,"d":"20.00%"},{"v":18,"d":"18.00"},{"v":18,"d":"18.00"},{"v":0,"d":"0.00"},{"v":0,"d":"0.0000%"},{"v":0,"d":"0.00"},"I","OPR,ORT,RHB,TRA,CHI,NEU",94042110]
[3361,"K3.3","Z","K39899","Pol. valec zákl., priem. 5 x 50 cm, kat. č. 01220","Na polohovanie trupu a končatín, povrch tvrdší","MBP","SK","ks",{"v":0.2,"d":"20.00%"},18.72,18.72,{"v":0,"d":"0.00"},{"v":0,"d":"0.0000%"},{"v":0,"d":"0.00"},"I","OPR,ORT,RHB,TRA,CHI,NEU",94042110]
[3362,"K3.3",null,"K39905","Pol. valec modif., priem. 10 x 50 cm","Na polohovanie trupu a končatín, povrch mäkší","MBP","SK","ks",{"v":0.2,"d":"20.00%"},19.86,18.72,1.14,{"v":0.057401999999999995,"d":"5.7402%"},{"v":0,"d":"0.00"},"S","OPR,ORT,RHB,TRA,CHI,NEU",94042110]
[3363,"K3.3",null,"K39901","Pol .valec zákl., priem. 9 x 50 cm","Na polohovanie trupu a končatín, povrch tvrdší","MBP","SK","ks",{"v":0.2,"d":"20.00%"},23.34,18.72,4.62,{"v":0.197943,"d":"19.7943%"},{"v":0,"d":"0.00"},"S","OPR,ORT,RHB,TRA,CHI,NEU",94042110]
[3364,"K3.3",null,"K39903","Pol. valec zákl., priem. 11 x 50 cm","Na polohovanie trupu a končatín, povrch tvrdší","MBP","SK","ks",{"v":0.2,"d":"20.00%"},{"v":24.9,"d":"24.90"},18.72,6.18,{"v":0.248193,"d":"24.8193%"},{"v":0,"d":"0.00"},"S","OPR,ORT,RHB,TRA,CHI,NEU",94042110]
[3365,"K3.3",null,"K39907","Pol. valec modif., priem. 15 x 50 cm, kat. č. 03221","Na polohovanie trupu a končatín, povrch mäkší","MBP","SK","ks",{"v":0.2,"d":"20.00%"},28.05,18.72,9.33,{"v":0.33262,"d":"33.2620%"},{"v":0,"d":"0.00"},"S","OPR,ORT,RHB,TRA,CHI,NEU",94042110]
[3366,"K3.3",null,"K39909","Pol. valec modif., priem. 17 x 60 cm, kat. č. 05221","Na polohovanie trupu a končatín, povrch mäkší","MBP","SK","ks",{"v":0.2,"d":"20.00%"},30.92,18.72,{"v":12.2,"d":"12.20"},{"v":0.394567,"d":"39.4567%"},{"v":0,"d":"0.00"},"S","OPR,ORT,RHB,TRA,CHI,NEU",94042110]
[3367,"K3.3",null,"K39910","Pol. valec modif., priem. 17 x 70 cm, kat. č. 06221","Na polohovanie trupu a končatín, povrch mäkší","MBP","SK","ks",{"v":0.2,"d":"20.00%"},32.85,18.72,14.13,{"v":0.430137,"d":"43.0137%"},{"v":0,"d":"0.00"},"S","OPR,ORT,RHB,TRA,CHI,NEU",94042110]
[3368,"K3.3",null,"K39908","Pol. valec modif., priem. 15 x 67 cm, kat. č. 04221","Na polohovanie trupu a končatín, povrch mäkší","MBP","SK","ks",{"v":0.2,"d":"20.00%"},{"v":34.4,"d":"34.40"},18.72,15.68,{"v":0.455814,"d":"45.5814%"},{"v":0,"d":"0.00"},"S","OPR,ORT,RHB,TRA,CHI,NEU",94042110]
[3369,{"$nulls":3},"K3.4 Polvalce rehabilitačné polohovacie",{"$nulls":11},30.17,"ks"]
[3370,"K3.4",null,"K39917","Pol. polvalec modif., výš. 6 x 50 cm, kat. č.  01231","Na polohovanie trupu a končatín, povrch mäkší","MBP","SK","ks",{"v":0.2,"d":"20.00%"},29.75,29.75,{"v":0,"d":"0.00"},{"v":0,"d":"0.0000%"},{"v":0,"d":"0.00"},"I","OPR,ORT,RHB,TRA,CHI,NEU",94042110]
[3371,"K3.4","Z","K39911","Pol. polvalec zákl., výš. 3 x 50 cm, kat. č. 01230","Na polohovanie trupu a končatín, povrch tvrdší","MBP","SK","ks",{"v":0.2,"d":"20.00%"},30.17,30.17,{"v":0,"d":"0.00"},{"v":0,"d":"0.0000%"},{"v":0,"d":"0.00"},"I","OPR,ORT,RHB,TRA,CHI,NEU",94042110]
[3372,"K3.4",null,"K39921","Pol. polvalec modif., výš. 12 x 50 cm, kat. č.  05231","Na polohovanie trupu a končatín, povrch mäkší","MBP","SK","ks",{"v":0.2,"d":"20.00%"},34.03,30.17,3.86,{"v":0.113429,"d":"11.3429%"},{"v":0,"d":"0.00"},"S","OPR,ORT,RHB,TRA,CHI,NEU",94042110]
[3373,"K3.4",null,"K39913","Pol. polvalec zákl., výš. 6 x 50 cm, kat. č. 03230","Na polohovanie trupu a končatín, povrch tvrdší","MBP","SK","ks",{"v":0.2,"d":"20.00%"},34.07,30.17,{"v":3.9,"d":"3.90"},{"v":0.11446999999999999,"d":"11.4470%"},{"v":0,"d":"0.00"},"S","OPR,ORT,RHB,TRA,CHI,NEU",94042110]
[3374,"K3.4",null,"K39915","Pol. polvalec zákl., výš. 9 x 50 cm, kat. č.  05230","Na polohovanie trupu a končatín, povrch tvrdší","MBP","SK","ks",{"v":0.2,"d":"20.00%"},34.07,30.17,{"v":3.9,"d":"3.90"},{"v":0.11446999999999999,"d":"11.4470%"},{"v":0,"d":"0.00"},"S","OPR,ORT,RHB,TRA,CHI,NEU",94042110]
[3375,"K3.4",null,"K39922","Pol. polvalec modif., výš. 12 x 70 cm, kat. č.  06231","Na polohovanie trupu a končatín, povrch mäkší","MBP","SK","ks",{"v":0.2,"d":"20.00%"},39.05,30.17,8.88,{"v":0.22740100000000002,"d":"22.7401%"},{"v":0,"d":"0.00"},"S","OPR,ORT,RHB,TRA,CHI,NEU",94042110]
[3376,"K3.4",null,"K39920","Pol. polvalec modif., výš. 9 x 70 cm, kat. č.  04231","Na polohovanie trupu a končatín, povrch mäkší","MBP","SK","ks",{"v":0.2,"d":"20.00%"},39.05,30.17,8.88,{"v":0.22740100000000002,"d":"22.7401%"},{"v":0,"d":"0.00"},"S","OPR,ORT,RHB,TRA,CHI,NEU",94042110]
[3377,"K3.4",null,"K39916","Pol. polvalec zákl., výš. 9 x 70 cm, kat. č.  06230","Na polohovanie trupu a končatín, povrch tvrdší","MBP","SK","ks",{"v":0.2,"d":"20.00%"},39.11,30.17,8.94,{"v":0.22858599999999998,"d":"22.8586%"},{"v":0,"d":"0.00"},"S","OPR,ORT,RHB,TRA,CHI,NEU",94042110]
[3378,{"$nulls":3},"K3.5 Kliny rehabilitačné polohovacie"]
[3379,{"$nulls":3},"K3.5.1 Kliny rehabilitačné pre skoliotikov",{"$nulls":11},54.1,"ks"]
[3380,"K3.5.1","Z","K39923","Polohovací klin pre skoliotikov 20x50x90 cm","Na ošetrenie skoliózy rôznej etiológie","MBP","SK","ks",{"v":0.2,"d":"20.00%"},{"v":54.1,"d":"54.10"},{"v":54.1,"d":"54.10"},{"v":0,"d":"0.00"},{"v":0,"d":"0.0000%"},{"v":0,"d":"0.00"},"I","OPR,ORT,RHB,TRA,CHI,NEU",94042110]
[3381,{"$nulls":3},"K3.5.2 Kliny rehabilitačné polohovacie pre končatiny",{"$nulls":11},36.81,"ks"]
[3382,"K3.5.2","Z","K39926","Polohovací klin kolenný, 20 st., modif., kat. č.  01271","Podpora cievneho a lymf. systému, výška 12 cm, dotyková plocha froté","MBP","SK","ks",{"v":0.2,"d":"20.00%"},36.81,36.81,{"v":0,"d":"0.00"},{"v":0,"d":"0.0000%"},{"v":0,"d":"0.00"},"I","OPR,ORT,RHB,TRA,CHI,NEU",94042110]
[3383,"K3.5.2",null,"K39924","Polohovací klin kolenný, 20 st., zákl., kat. č. 01270","Podpora cievneho a lymf. systému, výška 12 cm, celokoženkový","MBP","SK","ks",{"v":0.2,"d":"20.00%"},38.45,36.81,1.64,{"v":0.042652999999999996,"d":"4.2653%"},{"v":0,"d":"0.00"},"S","OPR,ORT,RHB,TRA,CHI,NEU",94042110]
[3384,"K3.5.2",null,"K39925","Polohovací klin kolenný, 35st., zákl., kat. č.  02270","Podpora cievneho a lymf. systému, výška 20 cm, celokoženkový","MBP","SK","ks",{"v":0.2,"d":"20.00%"},49.18,36.81,12.37,{"v":0.251525,"d":"25.1525%"},{"v":0,"d":"0.00"},"S","OPR,ORT,RHB,TRA,CHI,NEU",94042110]
[3385,{"$nulls":3},"K3.5.3 Kliny rehabilitačné polohovacie abdukčné","malý",{"$nulls":10},39.02,"ks"]
[3386,"K3.5.3","Z","K39932","Polohovací klin abdukčný, modif., malý, kat. č.  01282","Na 25-stupňovú abdukciu bedrového kĺbu, bez pripínania, dotyková plocha froté","MBP","SK","ks",{"v":0.2,"d":"20.00%"},39.02,39.02,{"v":0,"d":"0.00"},{"v":0,"d":"0.0000%"},{"v":0,"d":"0.00"},"I","OPR,ORT,RHB,TRA,CHI,NEU",94042110]
[3387,"K3.5.3",null,"K39928","Polohovací klin abdukčný, zákl., malý","Na 25-stupňovú abdukciu bedrového kĺbu, bez pripínania, celokoženkový","MBP","SK","ks",{"v":0.2,"d":"20.00%"},42.78,39.02,3.76,{"v":0.087892,"d":"8.7892%"},{"v":0,"d":"0.00"},"S","OPR,ORT,RHB,TRA,CHI,NEU",94042110]
[3388,{"$nulls":3},"K3.5.4 Kliny rehabilitačné polohovacie abdukčné","veľký",{"$nulls":10},51.11,"ks"]
[3389,"K3.5.4","Z","K39933","Polohovací klin abdukčný, modif., veľký, kat. č. 02282","Na 25-stupňovú abdukciu bedrového kĺbu, bez pripínania, dotyková plocha froté","MBP","SK","ks",{"v":0.2,"d":"20.00%"},51.11,51.11,{"v":0,"d":"0.00"},{"v":0,"d":"0.0000%"},{"v":0,"d":"0.00"},"I","OPR,ORT,RHB,TRA,CHI,NEU",94042110]
[3390,"K3.5.4",null,"K39929","Polohovací klin abdukčný, zákl., veľký, kat. č.  02280","Na 25-stupňovú abdukciu bedrového kĺbu, bez pripínania, celokoženkový","MBP","SK","ks",{"v":0.2,"d":"20.00%"},57.18,51.11,6.07,{"v":0.106156,"d":"10.6156%"},{"v":0,"d":"0.00"},"S","OPR,ORT,RHB,TRA,CHI,NEU",94042110]
[3391,"K3.5.4",null,"K39935","Polohovací klin abdukčný, modif., veľký, kat. č. 02283","Na 25-stupňovú abdukciu bedrového kĺbu, s  pripínaním, dotyková plocha froté","MBP","SK","ks",{"v":0.2,"d":"20.00%"},57.99,51.11,6.88,{"v":0.11864100000000001,"d":"11.8641%"},{"v":0,"d":"0.00"},"S","OPR,ORT,RHB,TRA,CHI,NEU",94042110]
[3392,{"$nulls":3},"K3.6 Podložky, podhlavníky rehabilitačné na polohovanie hlavy a krku",{"$nulls":11},5.69,"ks"]
[3393,"K3.6","Z","K58342","Podhlavník polohovací 921","Polohovacia pomôcka pri chron. bolestiach hlavy a chrbtice","PRO","SK","ks",{"v":0.2,"d":"20.00%"},5.69,5.69,{"v":0,"d":"0.00"},{"v":0,"d":"0.0000%"},{"v":0,"d":"0.00"},"I","OPR,ORT,RHB,TRA,CHI,NEU",94042110]
[3394,"K3.6",null,"K58340","Podhlavník veľký 50 x 30 cm 934","Polohovacia pomôcka","PRO","SK","ks",{"v":0.2,"d":"20.00%"},6.02,5.69,0.33,{"v":0.054817,"d":"5.4817%"},{"v":0,"d":"0.00"},"S","OPR,ORT,RHB,TRA,CHI,NEU",94042110]
[3395,{"$nulls":3},"K3.7 Podložky rehabilitačné na polohovanie končatín alebo trupu",{"$nulls":11},3.07,"ks"]
[3396,"K3.7","Z","K39949","Polohovacia podložka 3 cm, 13 x 20cm, kat. č.  01260","Na polohovanie trupu a končatín","MBP","SK","ks",{"v":0.2,"d":"20.00%"},3.07,3.07,{"v":0,"d":"0.00"},{"v":0,"d":"0.0000%"},{"v":0,"d":"0.00"},"I","OPR,ORT,RHB,TRA,CHI,NEU",94042110]
[3397,{"$nulls":3},"K3.8 Podložky rehabilitačné na polohovanie končatín alebo trupu",{"$nulls":11},3.3,"ks"]
[3398,"K3.8","Z","K39956","Polohovacia podložka 5 cm,20 x 20cm, kat. č.  03261","Na polohovanie trupu a končatín","MBP","SK","ks",{"v":0.2,"d":"20.00%"},{"v":3.3,"d":"3.30"},{"v":3.3,"d":"3.30"},{"v":0,"d":"0.00"},{"v":0,"d":"0.0000%"},{"v":0,"d":"0.00"},"I","OPR,ORT,RHB,TRA,CHI,NEU",94042110]
[3399,"K3.8",null,"K39977","Polohovacia podložka 10 cm, 35 x 40cm, kat. č.  05263","Na polohovanie trupu a končatín","MBP","SK","ks",{"v":0.2,"d":"20.00%"},8.58,{"v":3.3,"d":"3.30"},5.28,{"v":0.615385,"d":"61.5385%"},{"v":0,"d":"0.00"},"S","OPR,ORT,RHB,TRA,CHI,NEU",94042110]
[3400,{"$nulls":3},"K3.9 Polohovacie pomôcky rehabilitačné ostatné","I",{"$nulls":10},7.07,"ks"]
[3401,"K3.9","Z","K58338","Vankúš rektálny 40 x 40 cm  938","Polohovacia pomôcka","PRO","SK","ks",{"v":0.2,"d":"20.00%"},7.07,7.07,{"v":0,"d":"0.00"},{"v":0,"d":"0.0000%"},{"v":0,"d":"0.00"},"I","CHI, NCH, NEU, OPR, ORT, RHB, TRA",94042110]
[3402,"K3.9",null,"K58335","Vankúš rektálny na sedenie  40 x 42 cm 928","Polohovacia pomôcka","PRO","SK","ks",{"v":0.2,"d":"20.00%"},9.35,7.07,2.28,{"v":0.24385,"d":"24.3850%"},{"v":0,"d":"0.00"},"S","CHI, NCH, NEU, OPR, ORT, RHB, TRA",94042110]
[3403,"K3.9",null,"K58344","Poduška  zdravotná  923","Polohovacia pomôcka pri chybnom držaní chrbtice, skolióze","PRO","SK","ks",{"v":0.2,"d":"20.00%"},15.81,7.07,8.74,{"v":0.5528150000000001,"d":"55.2815%"},{"v":0,"d":"0.00"},"S","CHI, NCH, NEU, OPR, ORT, RHB, TRA",94042110]
[3404,{"$nulls":3},"K3.10 Polohovacie pomôcky rehabilitačné ostatné","II",{"$nulls":10},27.22,"ks"]
[3405,"K3.10",null,"K97820","Podpora chrbtice AT02020","s nastaviteľným sklonom operadla","ANK","PL","ks",{"v":0.2,"d":"20.00%"},24.91,24.91,{"v":0,"d":"0.00"},{"v":0,"d":"0.0000%"},{"v":0,"d":"0.00"},"I","CHI, NCH, NEU, OPR, ORT, RHB, TRA",94042110]
[3406,"K3.10",null,"K90695","Opora chrbta Vitea Care","na lôžku skladacia","MDH","PL","ks",{"v":0.2,"d":"20.00%"},25.92,25.92,{"v":0,"d":"0.00"},{"v":0,"d":"0.0000%"},{"v":0,"d":"0.00"},"I","CHI, NCH, NEU, OPR, ORT, RHB, TRA",94049090]
[3407,"K3.10",null,"K90873","Podpora chrbtice do postele","model U270; s nastaviteľným sklonom operadla","PRD","ES","ks",{"v":0.2,"d":"20.00%"},27.22,27.22,{"v":0,"d":"0.00"},{"v":0,"d":"0.0000%"},{"v":0,"d":"0.00"},"I","CHI, NCH, NEU, OPR, ORT, RHB, TRA",94042110]
[3408,"K3.10","Z","K65386","Podpora chrbtice do postele s možnosťou nastavenia sklonu","ak nie je posteľ polohovacia, nosnosť 100 kg","TLP","FR","ks",{"v":0.2,"d":"20.00%"},27.22,27.22,{"v":0,"d":"0.00"},{"v":0,"d":"0.0000%"},{"v":0,"d":"0.00"},"I","CHI, NCH, NEU, OPR, ORT, RHB, TRA",94042110]
[3409,"K3.10",null,"K71343","Hrazda závesná GENEVA","k posteli, kreslu","TLP","FR","ks",{"v":0.2,"d":"20.00%"},97.55,27.22,70.33,{"v":0.720964,"d":"72.0964%"},{"v":0,"d":"0.00"},"S","CHI, NCH, NEU, OPR, ORT, RHB, TRA",94042110]
[3410,{"$nulls":3},"K4 Pomôcky na rehabilitáciu hornej a dolnej končatiny"]
[3411,{"$nulls":3},"K4.1 Závesy, dlahy statické a dynamické a pod.",{"$nulls":11},10.25,"ks"]
[3412,"K4.1","Z","K60156","Terapeutická hmota","na cvičenie ruky","DRS","SE","ks",{"v":0.2,"d":"20.00%"},10.25,10.25,{"v":0,"d":"0.00"},{"v":0,"d":"0.0000%"},{"v":0,"d":"0.00"},"I","OPR,ORT,RHB,TRA,CHI,NEU",94042110]
[3413,{"$nulls":3},"K4.2 Rehabilitačné pomôcky dynamické",{"$nulls":11},17.94,"ks"]
[3414,"K4.2",null,"K84600","Vankúš na sedenie Fit","preventívna, rehabilitačná, liečebná terapia","YAD","SK","ks",{"v":0.2,"d":"20.00%"},12.24,12.24,{"v":0,"d":"0.00"},{"v":0,"d":"0.0000%"},{"v":0,"d":"0.00"},"I","AGG, CHI, NEU, OPR, ORT, REU, RHB, TRA",9506999000]
[3415,"K4.2",null,"K58349","Poduška rehabilitačná  PP 01",null,"PRO","SK","ks",{"v":0.2,"d":"20.00%"},13.78,13.78,{"v":0,"d":"0.00"},{"v":0,"d":"0.0000%"},{"v":0,"d":"0.00"},"I","AGG, CHI, NEU, OPR, ORT, REU, RHB, TRA",94042110]
[3416,"K4.2",null,"K92348","Dynasit LIFE","Dynamická podložka na sedenie","YAD","SK","ks",{"v":0.2,"d":"20.00%"},{"v":17.8,"d":"17.80"},{"v":17.8,"d":"17.80"},{"v":0,"d":"0.00"},{"v":0,"d":"0.0000%"},{"v":0,"d":"0.00"},"I","AGG, CHI, NEU, OPR, ORT, REU, RHB, TRA",95069990]
[3417,"K4.2",null,"K92350","Dynasit COMFORT","Dynamická podložka na sedenie","YAD","SK","ks",{"v":0.2,"d":"20.00%"},{"v":17.9,"d":"17.90"},{"v":17.9,"d":"17.90"},{"v":0,"d":"0.00"},{"v":0,"d":"0.0000%"},{"v":0,"d":"0.00"},"I","AGG, CHI, NEU, OPR, ORT, REU, RHB, TRA",95069990]
[3418,"K4.2","Z","K30924","PC vankúš","Dynamická sedacia podložka","PKN","SK","ks",{"v":0.2,"d":"20.00%"},17.94,17.94,{"v":0,"d":"0.00"},{"v":0,"d":"0.0000%"},{"v":0,"d":"0.00"},"I","AGG, CHI, NEU, OPR, ORT, REU, RHB, TRA",94042110]
[3419,"K4.2",null,"K30925","PC kostrčový vankúš","Dynamická sedacia podložka","PKN","SK","ks",{"v":0.2,"d":"20.00%"},18.73,17.94,0.79,{"v":0.04217800000000001,"d":"4.2178%"},{"v":0,"d":"0.00"},"S","AGG, CHI, NEU, OPR, ORT, REU, RHB, TRA",94042110]
[3420,"K4.2",null,"K30926","Úsečový vankúš","Dynamická  podložka 43 x 33 cm a 37 x 27 cm","PKN","SK","ks",{"v":0.2,"d":"20.00%"},21.34,17.94,{"v":3.4,"d":"3.40"},{"v":0.159325,"d":"15.9325%"},{"v":0,"d":"0.00"},"S","AGG, CHI, NEU, OPR, ORT, REU, RHB, TRA",94042110]
[3421,"K4.2",null,"K92655","Dynasit U","Dynamická podložka na sedenie","YAD","SK","ks",{"v":0.2,"d":"20.00%"},27.79,17.94,9.85,{"v":0.35444400000000004,"d":"35.4444%"},{"v":0,"d":"0.00"},"S","AGG, CHI, NEU, OPR, ORT, REU, RHB, TRA",95069990]
[3422,{"$nulls":3},"K5 Pomôcky uľahčujúce osobnú hygienu-vaňové, sprchovacie"]
[3423,{"$nulls":3},"K5.1 Držadlá ( madlá) pevné",{"$nulls":11},9.13,"ks"]
[3424,"K5.1",null,"K90689","Madlo rovné MP","kovové, nosnosť 120 kg, 30 cm, 40 cm","MOB","PL","ks",{"v":0.2,"d":"20.00%"},8.21,8.21,{"v":0,"d":"0.00"},{"v":0,"d":"0.0000%"},{"v":0,"d":"0.00"},"I","CHI, NCH, NEU, OPR, ORT, RHB, TRA",73249000]
[3425,"K5.1",null,"K96604","Madlo rovné 400 mm","AT02514","ANK","PL","ks",{"v":0.2,"d":"20.00%"},8.99,8.99,{"v":0,"d":"0.00"},{"v":0,"d":"0.0000%"},{"v":0,"d":"0.00"},"I","CHI, NCH, NEU, OPR, ORT, RHB, TRA",39229000]
[3426,"K5.1",null,"K81571","Kovové madlo 3GR 501","300 mm,lakované biele","FZZ","IT","ks",{"v":0.2,"d":"20.00%"},9.07,9.07,{"v":0,"d":"0.00"},{"v":0,"d":"0.0000%"},{"v":0,"d":"0.00"},"I","CHI, NCH, NEU, OPR, ORT, RHB, TRA",39229000]
[3427,"K5.1",null,"K81073","Kovové madlo GR 500","200 mm, lakované biele","FZZ","IT","ks",{"v":0.2,"d":"20.00%"},9.07,9.07,{"v":0,"d":"0.00"},{"v":0,"d":"0.0000%"},{"v":0,"d":"0.00"},"I","CHI, NCH, NEU, OPR, ORT, RHB, TRA",39229000]
[3428,"K5.1",null,"K81572","Kovové madlo GR 502","400 mm, lakované biele","FZZ","IT","ks",{"v":0.2,"d":"20.00%"},9.07,9.07,{"v":0,"d":"0.00"},{"v":0,"d":"0.0000%"},{"v":0,"d":"0.00"},"I","CHI, NCH, NEU, OPR, ORT, RHB, TRA",39229000]
[3429,"K5.1",null,"K92058","Madlo oceľové rovné U301","biele,dĺžka: 300/400 mm, nosnosť 120kg","PRD","ES","ks",{"v":0.2,"d":"20.00%"},9.07,9.07,{"v":0,"d":"0.00"},{"v":0,"d":"0.0000%"},{"v":0,"d":"0.00"},"I","CHI, NCH, NEU, OPR, ORT, RHB, TRA",39229000]
[3430,"K5.1",null,"K92059","Madlo oceľové rovné U303","biele,dĺžka: 500/600 mm, nosnosť 120kg","PRD","ES","ks",{"v":0.2,"d":"20.00%"},9.12,9.12,{"v":0,"d":"0.00"},{"v":0,"d":"0.0000%"},{"v":0,"d":"0.00"},"I","CHI, NCH, NEU, OPR, ORT, RHB, TRA",39229000]
[3431,"K5.1","Z","K39551","Držadlo na vaňu","držadlo na okraj vane","RAB","HU","ks",{"v":0.2,"d":"20.00%"},9.13,9.13,{"v":0,"d":"0.00"},{"v":0,"d":"0.0000%"},{"v":0,"d":"0.00"},"I","CHI, NCH, NEU, OPR, ORT, RHB, TRA",39229000]
[3432,"K5.1",null,"K37796","Madlo rovné 300mm",null,"PAT","CZ","ks",{"v":0.2,"d":"20.00%"},9.88,9.13,0.75,{"v":0.075911,"d":"7.5911%"},{"v":0,"d":"0.00"},"S","CHI, NCH, NEU, OPR, ORT, RHB, TRA",39229000]
[3433,"K5.1",null,"K37801","Madlo rovné 400mm",null,"PAT","CZ","ks",{"v":0.2,"d":"20.00%"},11.38,9.13,2.25,{"v":0.197715,"d":"19.7715%"},{"v":0,"d":"0.00"},"S","CHI, NCH, NEU, OPR, ORT, RHB, TRA",39229000]
[3434,"K5.1",null,"K96605","Madlo rovné 500 mm","AT02515","ANK","PL","ks",{"v":0.2,"d":"20.00%"},11.52,9.13,2.39,{"v":0.207465,"d":"20.7465%"},{"v":0,"d":"0.00"},"S","CHI, NCH, NEU, OPR, ORT, RHB, TRA",39229000]
[3435,"K5.1",null,"K65359","Držadlo k WC zahnuté","do 190 kg, protišmykové","TLP","FR","ks",{"v":0.2,"d":"20.00%"},12.54,9.13,3.41,{"v":0.27193,"d":"27.1930%"},{"v":0,"d":"0.00"},"S","CHI, NCH, NEU, OPR, ORT, RHB, TRA",39229000]
[3436,"K5.1",null,"K37797","Madlo rovné 500mm",null,"PAT","CZ","ks",{"v":0.2,"d":"20.00%"},13.09,9.13,3.96,{"v":0.302521,"d":"30.2521%"},{"v":0,"d":"0.00"},"S","CHI, NCH, NEU, OPR, ORT, RHB, TRA",39229000]
[3437,"K5.1",null,"K73083","Vstupné madlo PP 5510","protišmykové","PPR","HU","ks",{"v":0.2,"d":"20.00%"},13.28,9.13,4.15,{"v":0.3125,"d":"31.2500%"},{"v":0,"d":"0.00"},"S","CHI, NCH, NEU, OPR, ORT, RHB, TRA",39229000]
[3438,"K5.1",null,"K83510","Protišmykové držadlo rovné 45 cm","nosnosť do 160 kg","TLP","FR","ks",{"v":0.2,"d":"20.00%"},14.14,9.13,5.01,{"v":0.35431399999999996,"d":"35.4314%"},{"v":0,"d":"0.00"},"S","CHI, NCH, NEU, OPR, ORT, RHB, TRA",39229000]
[3439,"K5.1",null,"K37802","Madlo rovné 600mm",null,"PAT","CZ","ks",{"v":0.2,"d":"20.00%"},16.43,9.13,{"v":7.3,"d":"7.30"},{"v":0.444309,"d":"44.4309%"},{"v":0,"d":"0.00"},"S","CHI, NCH, NEU, OPR, ORT, RHB, TRA",39229000]
[3440,"K5.1",null,"K37798","Madlo rovné 800mm",null,"PAT","CZ","ks",{"v":0.2,"d":"20.00%"},21.21,9.13,12.08,{"v":0.569543,"d":"56.9543%"},{"v":0,"d":"0.00"},"S","CHI, NCH, NEU, OPR, ORT, RHB, TRA",39229000]
[3441,"K5.1",null,"K65360","Držadlo na bok vane vstupné","nastaviteľné klepeto","TLP","FR","ks",{"v":0.2,"d":"20.00%"},22.88,9.13,13.75,{"v":0.600962,"d":"60.0962%"},{"v":0,"d":"0.00"},"S","CHI, NCH, NEU, OPR, ORT, RHB, TRA",39229000]
[3442,"K5.1",null,"K37799","Madlo rovné 1000mm",null,"PAT","CZ","ks",{"v":0.2,"d":"20.00%"},23.59,9.13,14.46,{"v":0.612972,"d":"61.2972%"},{"v":0,"d":"0.00"},"S","CHI, NCH, NEU, OPR, ORT, RHB, TRA",39229000]
[3443,"K5.1",null,"K37800","Madlo v tvare L",null,"PAT","CZ","ks",{"v":0.2,"d":"20.00%"},{"v":37.8,"d":"37.80"},9.13,28.67,{"v":0.758466,"d":"75.8466%"},{"v":0,"d":"0.00"},"S","CHI, NCH, NEU, OPR, ORT, RHB, TRA",39229000]
[3444,{"$nulls":3},"K5.2 Držadlá ( madlá ) sklopné",{"$nulls":11},29.32,"ks"]
[3445,"K5.2",null,"K90690","Madlo sklopné MPU","k WC; nosnosť 120 kg, 55cm / 74 cm","MOB","PL","ks",{"v":0.2,"d":"20.00%"},{"v":28.8,"d":"28.80"},{"v":28.8,"d":"28.80"},{"v":0,"d":"0.00"},{"v":0,"d":"0.0000%"},{"v":0,"d":"0.00"},"I","CHI, NCH, NEU, OPR, ORT, RHB, TRA",73249000]
[3446,"K5.2",null,"K71336","Držadlo oblúkové sklopné","hliníkové, vhodné k WC","TLP","FR","ks",{"v":0.2,"d":"20.00%"},29.32,29.32,{"v":0,"d":"0.00"},{"v":0,"d":"0.0000%"},{"v":0,"d":"0.00"},"I","CHI, NCH, NEU, OPR, ORT, RHB, TRA",39229000]
[3447,"K5.2","Z","K90874","Madlo sklopné ORTHOPRIM","model U271; nosnosť 80kg, rozmery 75 x 18 x 13cm","PRD","ES","ks",{"v":0.2,"d":"20.00%"},29.32,29.32,{"v":0,"d":"0.00"},{"v":0,"d":"0.0000%"},{"v":0,"d":"0.00"},"I","CHI, NCH, NEU, OPR, ORT, RHB, TRA",39229000]
[3448,"K5.2",null,"K37803","Madlo k WC sklopné",null,"PAT","CZ","ks",{"v":0.2,"d":"20.00%"},36.72,29.32,{"v":7.4,"d":"7.40"},{"v":0.201525,"d":"20.1525%"},{"v":0,"d":"0.00"},"S","CHI, NCH, NEU, OPR, ORT, RHB, TRA",39229000]
[3449,{"$nulls":3},"K5.3 Dosky, sedadlá a stolčeky vaňové",{"$nulls":11},30.36,"ks"]
[3450,"K5.3",null,"K93477","Sedačka cez vaňu","AT51008, nastaviteľná šírka, nosnosť 100 kg, s madlom","ANK","PL","ks",{"v":0.1,"d":"10.00%"},27.72,27.72,{"v":0,"d":"0.00"},{"v":0,"d":"0.0000%"},{"v":0,"d":"0.00"},"I","CHI, NCH, NEU, OPR, ORT, RHB, TRA",90214000]
[3451,"K5.3",null,"K94053","Doska vaňová Marina H112","nosnosť 150 kg","AQT","DE","ks",{"v":0.1,"d":"10.00%"},{"v":29,"d":"29.00"},{"v":29,"d":"29.00"},{"v":0,"d":"0.00"},{"v":0,"d":"0.0000%"},{"v":0,"d":"0.00"},"I","CHI, NCH, NEU, OPR, ORT, RHB, TRA",39229000]
[3452,"K5.3",null,"K89879","Sedačka do vane FS 793 S","hmotnosť 2,8 kg, šírka sedu 66 cm","FOS","CN","ks",{"v":0.1,"d":"10.00%"},30.31,30.31,{"v":0,"d":"0.00"},{"v":0,"d":"0.0000%"},{"v":0,"d":"0.00"},"I","CHI, NCH, NEU, OPR, ORT, RHB, TRA",90211010]
[3453,"K5.3",null,"K85167","Doska na vaňu","Nosnosť 110 kg","FZZ","IT","ks",{"v":0.1,"d":"10.00%"},30.36,30.36,{"v":0,"d":"0.00"},{"v":0,"d":"0.0000%"},{"v":0,"d":"0.00"},"I","CHI, NCH, NEU, OPR, ORT, RHB, TRA",39229000]
[3454,"K5.3",null,"K92200","Doska vaňová s bočným madlom U348","rozmery 73x35,5cm, výška 17,5cm, nosnosť 120kg","PRD","ES","ks",{"v":0.1,"d":"10.00%"},30.36,30.36,{"v":0,"d":"0.00"},{"v":0,"d":"0.0000%"},{"v":0,"d":"0.00"},"I","CHI, NCH, NEU, OPR, ORT, RHB, TRA",39229000]
[3455,"K5.3",null,"K81923","Doska vaňová s madlom",null,"MOB","PL","ks",{"v":0.1,"d":"10.00%"},30.36,30.36,{"v":0,"d":"0.00"},{"v":0,"d":"0.0000%"},{"v":0,"d":"0.00"},"I","CHI, NCH, NEU, OPR, ORT, RHB, TRA",39229000]
[3456,"K5.3",null,"K29442","Sedačka do vane",null,"GYS","HU","ks",{"v":0.1,"d":"10.00%"},30.36,30.36,{"v":0,"d":"0.00"},{"v":0,"d":"0.0000%"},{"v":0,"d":"0.00"},"I","CHI, NCH, NEU, OPR, ORT, RHB, TRA",39229000]
[3457,"K5.3",null,"K94251","Sedačka do vane 559","nosnosť 190 kg, sedacia plocha 45,5 x 30 cm","AVV","SI","ks",{"v":0.1,"d":"10.00%"},30.36,30.36,{"v":0,"d":"0.00"},{"v":0,"d":"0.0000%"},{"v":0,"d":"0.00"},"I","CHI, NCH, NEU, OPR, ORT, RHB, TRA",39229000]
[3458,"K5.3",null,"K92057","Sedačka do vane U261","75x23x18cm, nosnosť 136kg","PRD","ES","ks",{"v":0.1,"d":"10.00%"},30.36,30.36,{"v":0,"d":"0.00"},{"v":0,"d":"0.0000%"},{"v":0,"d":"0.00"},"I","CHI, NCH, NEU, OPR, ORT, RHB, TRA",39229000]
[3459,"K5.3","Z","K94261","Sedačka na vaňu 4626/7/8H","nosnosť 190 kg, šírka sedačky 66 - 71 cm","ROL","GB","ks",{"v":0.1,"d":"10.00%"},30.36,30.36,{"v":0,"d":"0.00"},{"v":0,"d":"0.0000%"},{"v":0,"d":"0.00"},"I","CHI, NCH, NEU, OPR, ORT, RHB, TRA",39229000]
[3460,"K5.3",null,"K39552","Sedadlo na vaňu","nosnosť do 90kg","RAB","HU","ks",{"v":0.1,"d":"10.00%"},31.68,30.36,1.32,{"v":0.041666999999999996,"d":"4.1667%"},{"v":0,"d":"0.00"},"S","CHI, NCH, NEU, OPR, ORT, RHB, TRA",39229000]
[3461,"K5.3",null,"K65362","Sedačka cez vaňu","nastaviteľná šírka, nosnosť do 190 kg","TLP","FR","ks",{"v":0.1,"d":"10.00%"},{"v":36.5,"d":"36.50"},30.36,6.14,{"v":0.168219,"d":"16.8219%"},{"v":0,"d":"0.00"},"S","CHI, NCH, NEU, OPR, ORT, RHB, TRA",39229000]
[3462,"K5.3",null,"K69294","Doska AZ-1","75x28x25cm","AUY","CZ","ks",{"v":0.1,"d":"10.00%"},38.81,30.36,8.45,{"v":0.217727,"d":"21.7727%"},{"v":0,"d":"0.00"},"S","CHI, NCH, NEU, OPR, ORT, RHB, TRA",39229000]
[3463,"K5.3",null,"K31237","Doska vaňová",null,"RFS","AT","ks",{"v":0.1,"d":"10.00%"},44.13,30.36,13.77,{"v":0.312033,"d":"31.2033%"},{"v":0,"d":"0.00"},"S","CHI, NCH, NEU, OPR, ORT, RHB, TRA",39229000]
[3464,"K5.3",null,"K65364","Stolička do vane anatomická","do 190 kg","TLP","FR","ks",{"v":0.1,"d":"10.00%"},46.11,30.36,15.75,{"v":0.34157400000000004,"d":"34.1574%"},{"v":0,"d":"0.00"},"S","CHI, NCH, NEU, OPR, ORT, RHB, TRA",39229000]
[3465,"K5.3",null,"K37804","Sedadlo do vane závesné",null,"PAT","CZ","ks",{"v":0.1,"d":"10.00%"},47.56,30.36,{"v":17.2,"d":"17.20"},{"v":0.36164799999999997,"d":"36.1648%"},{"v":0,"d":"0.00"},"S","CHI, NCH, NEU, OPR, ORT, RHB, TRA",39229000]
[3466,"K5.3",null,"K69295","Sedadlo vaňové AZ-2","závesné, 40x32cm","AUY","CZ","ks",{"v":0.1,"d":"10.00%"},49.33,30.36,18.97,{"v":0.38455300000000003,"d":"38.4553%"},{"v":0,"d":"0.00"},"S","CHI, NCH, NEU, OPR, ORT, RHB, TRA",39229000]
[3467,"K5.3",null,"K75628","Sedačka na vaňu BARBADOS","nosnosť 120 kg, hmotnosť 4,3 kg, závesná","B-B","DE","ks",{"v":0.1,"d":"10.00%"},57.54,30.36,27.18,{"v":0.472367,"d":"47.2367%"},{"v":0,"d":"0.00"},"S","CHI, NCH, NEU, OPR, ORT, RHB, TRA",39229000]
[3468,"K5.3",null,"K39553","Otočné sedadlo na vaňu","nosnosť do 90 kg","RAB","HU","ks",{"v":0.1,"d":"10.00%"},63.39,30.36,33.03,{"v":0.52106,"d":"52.1060%"},{"v":0,"d":"0.00"},"S","CHI, NCH, NEU, OPR, ORT, RHB, TRA",39229000]
[3469,"K5.3",null,"K65363","Sedačka cez vaňu","sklopná nosnosť 159 kg","TLP","FR","ks",{"v":0.1,"d":"10.00%"},67.35,30.36,36.99,{"v":0.5492199999999999,"d":"54.9220%"},{"v":0,"d":"0.00"},"S","CHI, NCH, NEU, OPR, ORT, RHB, TRA",39229000]
[3470,"K5.3",null,"K83512","Sedadlo vaňové bez operadla","kostra z nehrdzavejúcej ocele, nosnosť do 110 kg","TLP","FR","ks",{"v":0.1,"d":"10.00%"},71.97,30.36,41.61,{"v":0.5781580000000001,"d":"57.8158%"},{"v":0,"d":"0.00"},"S","CHI, NCH, NEU, OPR, ORT, RHB, TRA",39229000]
[3471,"K5.3",null,"K31238","Sedadlo vaňové",null,"RFS","AT","ks",{"v":0.1,"d":"10.00%"},74.94,30.36,44.58,{"v":0.594876,"d":"59.4876%"},{"v":0,"d":"0.00"},"S","CHI, NCH, NEU, OPR, ORT, RHB, TRA",39229000]
[3472,"K5.3",null,"K83513","Sedadlo vaňové s operadlom","kostra z nehrdzavejúcej ocele, nosnosť do 110 kg","TLP","FR","ks",{"v":0.1,"d":"10.00%"},94.76,30.36,{"v":64.4,"d":"64.40"},{"v":0.6796120000000001,"d":"67.9612%"},{"v":0,"d":"0.00"},"S","CHI, NCH, NEU, OPR, ORT, RHB, TRA",39229000]
[3473,"K5.3",null,"K88247","Sedačka vaňová Aquaswift","otočná","DEZ","DE","ks",{"v":0.1,"d":"10.00%"},103.63,30.36,73.27,{"v":0.7070350000000001,"d":"70.7035%"},{"v":0,"d":"0.00"},"S","CHI, NCH, NEU, OPR, ORT, RHB, TRA",39229000]
[3474,"K5.3",null,"K65365","Stolička do vane otočná","oceľová konštrukcia  s vrstvou epoxidu nosnosť 150 kg","TLP","FR","ks",{"v":0.1,"d":"10.00%"},103.63,30.36,73.27,{"v":0.7070350000000001,"d":"70.7035%"},{"v":0,"d":"0.00"},"S","CHI, NCH, NEU, OPR, ORT, RHB, TRA",39229000]
[3475,"K5.3",null,"K75625","Sedačka na vaňu ARUBA","nosnosť 120 kg, hmotnosť 5,9 kg, otočná","B-B","DE","ks",{"v":0.1,"d":"10.00%"},113.74,30.36,83.38,{"v":0.733075,"d":"73.3075%"},{"v":0,"d":"0.00"},"S","CHI, NCH, NEU, OPR, ORT, RHB, TRA",39229000]
[3476,{"$nulls":3},"K5.4 Stolčeky, sedadlá a stoličky sprchovacie",{"$nulls":11},63.3,"ks"]
[3477,"K5.4",null,"K93479","Stolička do sprchy","AT51009, výškovo nastaviteľná nosnosť 100 kg","ANK","PL","ks",{"v":0.2,"d":"20.00%"},{"v":43.2,"d":"43.20"},{"v":43.2,"d":"43.20"},{"v":0,"d":"0.00"},{"v":0,"d":"0.0000%"},{"v":0,"d":"0.00"},"I","CHI, NCH, NEU, OPR, ORT, RHB, TRA",90214000]
[3478,"K5.4",null,"K93483","Stolička do sprchy","AT01004, výškovo nastaviteľná","ANK","PL","ks",{"v":0.2,"d":"20.00%"},{"v":43.2,"d":"43.20"},{"v":43.2,"d":"43.20"},{"v":0,"d":"0.00"},{"v":0,"d":"0.0000%"},{"v":0,"d":"0.00"},"I","CHI, NCH, NEU, OPR, ORT, RHB, TRA",90214000]
[3479,"K5.4",null,"K94250","Sedačka do sprchy 537B","hmotnosť 2 kg, nosnosť 136 kg","AVV","SI","ks",{"v":0.2,"d":"20.00%"},{"v":51,"d":"51.00"},{"v":51,"d":"51.00"},{"v":0,"d":"0.00"},{"v":0,"d":"0.0000%"},{"v":0,"d":"0.00"},"I","CHI, NCH, NEU, OPR, ORT, RHB, TRA",39229000]
[3480,"K5.4",null,"K94249","Sedačka do sprchy 509","hmotnosť 1,5 kg, , nosnosť 136 kg,  priemer 32,5 cm,","AVV","SI","ks",{"v":0.2,"d":"20.00%"},{"v":54,"d":"54.00"},{"v":54,"d":"54.00"},{"v":0,"d":"0.00"},{"v":0,"d":"0.0000%"},{"v":0,"d":"0.00"},"I","CHI, NCH, NEU, OPR, ORT, RHB, TRA",39229000]
[3481,"K5.4",null,"K93484","Stolička do sprchy","AT01005, výškovo nastaviteľná, s odnímateľnou chrbtovou opierkou","ANK","PL","ks",{"v":0.2,"d":"20.00%"},54.72,54.72,{"v":0,"d":"0.00"},{"v":0,"d":"0.0000%"},{"v":0,"d":"0.00"},"I","CHI, NCH, NEU, OPR, ORT, RHB, TRA",90214000]
[3482,"K5.4",null,"K93480","Stolička do sprchy","AT51010, výškovo nastaviteľná, s odnímateľnou chrbtovou opierkou  nosnosť 100 kg","ANK","PL","ks",{"v":0.2,"d":"20.00%"},54.72,54.72,{"v":0,"d":"0.00"},{"v":0,"d":"0.0000%"},{"v":0,"d":"0.00"},"I","CHI, NCH, NEU, OPR, ORT, RHB, TRA",90214000]
[3483,"K5.4",null,"K93481","Stolička do sprchy","AT51011, výškovo nastaviteľná, s chrbtovou opierkou a bočným madlom, šírka 72 cm  nosnosť 100 kg","ANK","PL","ks",{"v":0.2,"d":"20.00%"},{"v":57.6,"d":"57.60"},{"v":57.6,"d":"57.60"},{"v":0,"d":"0.00"},{"v":0,"d":"0.0000%"},{"v":0,"d":"0.00"},"I","CHI, NCH, NEU, OPR, ORT, RHB, TRA",90214000]
[3484,"K5.4",null,"K93482","Stolička do sprchy","AT51012, výškovo nastaviteľná, s chrbtovou opierkou a bočným madlom, šírka 76 cm  nosnosť 100 kg","ANK","PL","ks",{"v":0.2,"d":"20.00%"},61.92,61.92,{"v":0,"d":"0.00"},{"v":0,"d":"0.0000%"},{"v":0,"d":"0.00"},"I","CHI, NCH, NEU, OPR, ORT, RHB, TRA",90214000]
[3485,"K5.4",null,"K89875","Stolička sprchovacia modrá FS 7982L","hmotnosť 3 kg, šírka sedu 50 cm","FOS","CN","ks",{"v":0.1,"d":"10.00%"},{"v":62,"d":"62.00"},{"v":62,"d":"62.00"},{"v":0,"d":"0.00"},{"v":0,"d":"0.0000%"},{"v":0,"d":"0.00"},"I","CHI, NCH, NEU, OPR, ORT, RHB, TRA",90211010]
[3486,"K5.4",null,"K76938","Stolička sprchovacia Unicmed","s operadlom","FOS","CN","ks",{"v":0.1,"d":"10.00%"},{"v":62,"d":"62.00"},{"v":62,"d":"62.00"},{"v":0,"d":"0.00"},{"v":0,"d":"0.0000%"},{"v":0,"d":"0.00"},"I","CHI, NCH, NEU, OPR, ORT, RHB, TRA",90211010]
[3487,"K5.4",null,"K95741","Stolička do sprchy","AT51016, výškovo nastaviteľná, s výrezom, s odnímateľnou opierkou","ANK","PL","ks",{"v":0.2,"d":"20.00%"},62.01,62.01,{"v":0,"d":"0.00"},{"v":0,"d":"0.0000%"},{"v":0,"d":"0.00"},"I","CHI, NCH, NEU, OPR, ORT, RHB, TRA",39229000]
[3488,"K5.4",null,"K69296","Stolička sprchovacia AZ-3","nízka, 40x32 cm","AUY","CZ","ks",{"v":0.2,"d":"20.00%"},62.86,62.86,{"v":0,"d":"0.00"},{"v":0,"d":"0.0000%"},{"v":0,"d":"0.00"},"I","CHI, NCH, NEU, OPR, ORT, RHB, TRA",39229000]
[3489,"K5.4",null,"K69297","Stolička sprchovacia AZ-4","vysoká, 40x32 cm","AUY","CZ","ks",{"v":0.2,"d":"20.00%"},62.86,62.86,{"v":0,"d":"0.00"},{"v":0,"d":"0.0000%"},{"v":0,"d":"0.00"},"I","CHI, NCH, NEU, OPR, ORT, RHB, TRA",39229000]
[3490,"K5.4",null,"K81920","Stolička sprchovacia s operadlom",null,"MOB","PL","ks",{"v":0.2,"d":"20.00%"},62.86,62.86,{"v":0,"d":"0.00"},{"v":0,"d":"0.0000%"},{"v":0,"d":"0.00"},"I","CHI, NCH, NEU, OPR, ORT, RHB, TRA",39229000]
[3491,"K5.4",null,"K94295","Sedačka do sprchy 539L","šírka sedu 37cm, nosnosť 136kg","PTS","GB","ks",{"v":0.2,"d":"20.00%"},{"v":63.3,"d":"63.30"},{"v":63.3,"d":"63.30"},{"v":0,"d":"0.00"},{"v":0,"d":"0.0000%"},{"v":0,"d":"0.00"},"I","CHI, NCH, NEU, OPR, ORT, RHB, TRA",39229000]
[3492,"K5.4",null,"K65367","Sprchovacia stolička","hliníková konštrukcia, nosnosť 100 kg","TLP","FR","ks",{"v":0.2,"d":"20.00%"},{"v":63.3,"d":"63.30"},{"v":63.3,"d":"63.30"},{"v":0,"d":"0.00"},{"v":0,"d":"0.0000%"},{"v":0,"d":"0.00"},"I","CHI, NCH, NEU, OPR, ORT, RHB, TRA",39229000]
[3493,"K5.4",null,"K30436","Stolček sprchovací  ŠTANDARD",null,"ORD","DE","ks",{"v":0.2,"d":"20.00%"},{"v":63.3,"d":"63.30"},{"v":63.3,"d":"63.30"},{"v":0,"d":"0.00"},{"v":0,"d":"0.0000%"},{"v":0,"d":"0.00"},"I","CHI, NCH, NEU, OPR, ORT, RHB, TRA",39229000]
[3494,"K5.4",null,"K88249","Stolček sprchovací REDONDO","výškovo prestaviteľné nožičky (47-64cm), nosnosť 120kg","DEZ","DE","ks",{"v":0.2,"d":"20.00%"},{"v":63.3,"d":"63.30"},{"v":63.3,"d":"63.30"},{"v":0,"d":"0.00"},{"v":0,"d":"0.0000%"},{"v":0,"d":"0.00"},"I","CHI, NCH, NEU, OPR, ORT, RHB, TRA",3338]
[3495,"K5.4",null,"K90551","Stolička do sprchy RS919","sklopná, výška 38-55 cm, nosnosť 130kg","MOJ","IT","ks",{"v":0.2,"d":"20.00%"},{"v":63.3,"d":"63.30"},{"v":63.3,"d":"63.30"},{"v":0,"d":"0.00"},{"v":0,"d":"0.0000%"},{"v":0,"d":"0.00"},"I","CHI, NCH, NEU, OPR, ORT, RHB, TRA",39229000]
[3496,"K5.4","Z","K90550","Stolička do sprchy RS929","výška 38-55 cm, nosnosť 130kg","MOJ","IT","ks",{"v":0.2,"d":"20.00%"},{"v":63.3,"d":"63.30"},{"v":63.3,"d":"63.30"},{"v":0,"d":"0.00"},{"v":0,"d":"0.0000%"},{"v":0,"d":"0.00"},"I","CHI, NCH, NEU, OPR, ORT, RHB, TRA",39229000]
[3497,"K5.4",null,"K75624","Stolička sprchovacia DH 40/L","nosnosť 110 kg, hmotnosť 4,1 kg, s bočnými držadlami","B-B","DE","ks",{"v":0.2,"d":"20.00%"},71.83,{"v":63.3,"d":"63.30"},8.53,{"v":0.118753,"d":"11.8753%"},{"v":0,"d":"0.00"},"S","CHI, NCH, NEU, OPR, ORT, RHB, TRA",39229000]
[3498,"K5.4",null,"K74171","Stolička do sprchy PRO - 14","dĺžka 42 cm, šírka 44 cm, výška 50 cm, hmotnosť 4kg, nosnosť 150 kg","PRR","CZ","ks",{"v":0.2,"d":"20.00%"},74.88,{"v":63.3,"d":"63.30"},11.58,{"v":0.154647,"d":"15.4647%"},{"v":0,"d":"0.00"},"S","CHI, NCH, NEU, OPR, ORT, RHB, TRA",39229000]
[3499,"K5.4",null,"K69298","Sedačka sprchovacia  AZ-5","sklopná na stenu, 40x 32 cm","AUY","CZ","ks",{"v":0.2,"d":"20.00%"},89.68,{"v":63.3,"d":"63.30"},26.38,{"v":0.294157,"d":"29.4157%"},{"v":0,"d":"0.00"},"S","CHI, NCH, NEU, OPR, ORT, RHB, TRA",39229000]
[3500,"K5.4",null,"K71337","Sprchovacia sedačka","hliníková kostra, nástenná sklopná","TLP","FR","ks",{"v":0.2,"d":"20.00%"},97.17,{"v":63.3,"d":"63.30"},33.87,{"v":0.348564,"d":"34.8564%"},{"v":0,"d":"0.00"},"S","CHI, NCH, NEU, OPR, ORT, RHB, TRA",39229000]
[3501,"K5.4",null,"K71338","Sprchovacia stolička mobilná","hliníková kostra s ochrannou vrstvou, opierka na nohy","TLP","FR","ks",{"v":0.2,"d":"20.00%"},{"v":138.1,"d":"138.10"},{"v":63.3,"d":"63.30"},{"v":74.8,"d":"74.80"},{"v":0.541636,"d":"54.1636%"},{"v":0,"d":"0.00"},"S","CHI, NCH, NEU, OPR, ORT, RHB, TRA",39229000]
[3502,{"$nulls":3},"K6 Pomôcky uľahčujúce osobnú hygienu na toalety"]
[3503,{"$nulls":3},"K6.1 Zvyšovače WC, podstavce a sedadlá toaletné",{"$nulls":11},30.61,"ks"]
[3504,"K6.1",null,"K80054","OSD-TESE 10-LPP","hygienický na WC s bočným zabezpečením TESE, 10 cm s príklopom","FZZ","IT","ks",{"v":0.2,"d":"20.00%"},29.17,29.17,{"v":0,"d":"0.00"},{"v":0,"d":"0.0000%"},{"v":0,"d":"0.00"},"I","CHI, NCH, NEU, OPR, ORT, RHB, TRA",39229000]
[3505,"K6.1",null,"K80053","OSD-TESE 10-PP","hygienický na WC s bočným zabezpečením TESE, 10 cm","FZZ","IT","ks",{"v":0.2,"d":"20.00%"},29.17,29.17,{"v":0,"d":"0.00"},{"v":0,"d":"0.0000%"},{"v":0,"d":"0.00"},"I","CHI, NCH, NEU, OPR, ORT, RHB, TRA",39229000]
[3506,"K6.1",null,"K80056","OSD-TESE 14-LPP","hygienický na WC, 14 cm s príklopom s bočným zabezpečením TESE","FZZ","IT","ks",{"v":0.2,"d":"20.00%"},29.17,29.17,{"v":0,"d":"0.00"},{"v":0,"d":"0.0000%"},{"v":0,"d":"0.00"},"I","CHI, NCH, NEU, OPR, ORT, RHB, TRA",39229000]
[3507,"K6.1",null,"K80055","OSD-TESE 14-PP","hygienický na WC, 14 cm  s bočným zabezpečením TESE","FZZ","IT","ks",{"v":0.2,"d":"20.00%"},29.17,29.17,{"v":0,"d":"0.00"},{"v":0,"d":"0.0000%"},{"v":0,"d":"0.00"},"I","CHI, NCH, NEU, OPR, ORT, RHB, TRA",39229000]
[3508,"K6.1",null,"K69299","Clipper II nadstavec","výška 10 cm","AUY","CZ","ks",{"v":0.2,"d":"20.00%"},30.38,30.38,{"v":0,"d":"0.00"},{"v":0,"d":"0.0000%"},{"v":0,"d":"0.00"},"I","CHI, NCH, NEU, OPR, ORT, RHB, TRA",39229000]
[3509,"K6.1",null,"K94252","Nadstavec na WC 575","nosnosť 190 kg, výška 10 cm","AVV","SI","ks",{"v":0.2,"d":"20.00%"},30.61,30.61,{"v":0,"d":"0.00"},{"v":0,"d":"0.0000%"},{"v":0,"d":"0.00"},"I","CHI, NCH, NEU, OPR, ORT, RHB, TRA",39229000]
[3510,"K6.1",null,"K91242","Nadstavec na WC CLASSIC","s príklopom tvrdý - rôzne výšky","PMO","FR","ks",{"v":0.2,"d":"20.00%"},30.61,30.61,{"v":0,"d":"0.00"},{"v":0,"d":"0.0000%"},{"v":0,"d":"0.00"},"I","CHI, NCH, NEU, OPR, ORT, RHB, TRA",9021]
[3511,"K6.1",null,"K91243","Nadstavec na WC REHOSOFT","mäkký s protišmykovým pripevnením","PMO","FR","ks",{"v":0.2,"d":"20.00%"},30.61,30.61,{"v":0,"d":"0.00"},{"v":0,"d":"0.0000%"},{"v":0,"d":"0.00"},"I","CHI, NCH, NEU, OPR, ORT, RHB, TRA",9021]
[3512,"K6.1","Z","K65369","Sedadlo toaletné zvýšené","s prichytením, prenosné, nosnosť do 185 kg","TLP","FR","ks",{"v":0.2,"d":"20.00%"},30.61,30.61,{"v":0,"d":"0.00"},{"v":0,"d":"0.0000%"},{"v":0,"d":"0.00"},"I","CHI, NCH, NEU, OPR, ORT, RHB, TRA",39229000]
[3513,"K6.1",null,"K94253","Nadstavec na WC 575 Deluxe","nosnosť 190 kg, výška 10 cm","AVV","SI","ks",{"v":0.2,"d":"20.00%"},{"v":34,"d":"34.00"},30.61,3.39,{"v":0.09970599999999999,"d":"9.9706%"},{"v":0,"d":"0.00"},"S","CHI, NCH, NEU, OPR, ORT, RHB, TRA",39229000]
[3514,"K6.1",null,"K65370","Sedadlo toaletné zvýšené","s prichytením a krytom, prenosné, nosnosť do 185 kg","TLP","FR","ks",{"v":0.2,"d":"20.00%"},34.06,30.61,3.45,{"v":0.10129200000000001,"d":"10.1292%"},{"v":0,"d":"0.00"},"S","CHI, NCH, NEU, OPR, ORT, RHB, TRA",39229000]
[3515,"K6.1",null,"K65371","Sedadlo toaletné","zvýšené, mäkké","TLP","FR","ks",{"v":0.2,"d":"20.00%"},37.48,30.61,6.87,{"v":0.183298,"d":"18.3298%"},{"v":0,"d":"0.00"},"S","CHI, NCH, NEU, OPR, ORT, RHB, TRA",39229000]
[3516,"K6.1",null,"K94260","Nadstavec na WC 4964/508B","nosnosť do 190 kg, výška 10 cm","ROL","GB","ks",{"v":0.2,"d":"20.00%"},{"v":42,"d":"42.00"},30.61,11.39,{"v":0.27119,"d":"27.1190%"},{"v":0,"d":"0.00"},"S","CHI, NCH, NEU, OPR, ORT, RHB, TRA",39229000]
[3517,"K6.1",null,"K94259","Nadstavec na WC 4966/508A","nosnosť do 190 kg, výška 15 cm","ROL","GB","ks",{"v":0.2,"d":"20.00%"},44.01,30.61,{"v":13.4,"d":"13.40"},{"v":0.304476,"d":"30.4476%"},{"v":0,"d":"0.00"},"S","CHI, NCH, NEU, OPR, ORT, RHB, TRA",39229000]
[3518,"K6.1",null,"K94254","Nadstavec na WC 508","nosnosť 120kg, výška 10 cm","AVV","SI","ks",{"v":0.2,"d":"20.00%"},44.01,30.61,{"v":13.4,"d":"13.40"},{"v":0.304476,"d":"30.4476%"},{"v":0,"d":"0.00"},"S","CHI, NCH, NEU, OPR, ORT, RHB, TRA",39229000]
[3519,"K6.1",null,"K37763","Toaletný nadstavec na WC",null,"MEY","DE","ks",{"v":0.2,"d":"20.00%"},44.06,30.61,13.45,{"v":0.305266,"d":"30.5266%"},{"v":0,"d":"0.00"},"S","CHI, NCH, NEU, OPR, ORT, RHB, TRA",39229000]
[3520,"K6.1",null,"K80050","OSD-RPM-67032","hygienický na WC, 12,5 cm, s upevňovacou skrutkou","FZZ","IT","ks",{"v":0.2,"d":"20.00%"},44.64,30.61,14.03,{"v":0.314292,"d":"31.4292%"},{"v":0,"d":"0.00"},"S","CHI, NCH, NEU, OPR, ORT, RHB, TRA",39229000]
[3521,"K6.1",null,"K80049","OSD-RPM-67034","hygienický na WC, 12,5 cm s bočným zabezpečením a opierkami rúk","FZZ","IT","ks",{"v":0.2,"d":"20.00%"},44.64,30.61,14.03,{"v":0.314292,"d":"31.4292%"},{"v":0,"d":"0.00"},"S","CHI, NCH, NEU, OPR, ORT, RHB, TRA",39229000]
[3522,"K6.1",null,"K58038","Contact nadstavec","výška 11 cm","AUY","CZ","ks",{"v":0.2,"d":"20.00%"},48.92,30.61,18.31,{"v":0.374285,"d":"37.4285%"},{"v":0,"d":"0.00"},"S","CHI, NCH, NEU, OPR, ORT, RHB, TRA",39229000]
[3523,"K6.1",null,"K95078","Nadstavec na toaletu WECKO","s rukoväťami","YAD","SK","ks",{"v":0.2,"d":"20.00%"},48.92,30.61,18.31,{"v":0.374285,"d":"37.4285%"},{"v":0,"d":"0.00"},"S","CHI, NCH, NEU, OPR, ORT, RHB, TRA",95069990]
[3524,"K6.1",null,"K92630","Zvyšovač na WC TINA","s bočnými opierkami, váha 2,5 kg","VEK","PL","ks",{"v":0.2,"d":"20.00%"},48.92,30.61,18.31,{"v":0.374285,"d":"37.4285%"},{"v":0,"d":"0.00"},"S","CHI, NCH, NEU, OPR, ORT, RHB, TRA",39229000]
[3525,"K6.1",null,"K31231","Zvyšovač WC jednoduchý RFSU",null,"RFS","AT","ks",{"v":0.2,"d":"20.00%"},48.92,30.61,18.31,{"v":0.374285,"d":"37.4285%"},{"v":0,"d":"0.00"},"S","CHI, NCH, NEU, OPR, ORT, RHB, TRA",39229000]
[3526,"K6.1",null,"K90549","Zvyšovač WC RP 410","výška 6, 10, 14 cm, nosnosť 200kg","MOJ","IT","ks",{"v":0.2,"d":"20.00%"},48.92,30.61,18.31,{"v":0.374285,"d":"37.4285%"},{"v":0,"d":"0.00"},"S","CHI, NCH, NEU, OPR, ORT, RHB, TRA",39229000]
[3527,"K6.1",null,"K37765","Toaletný nadstavec na WC zvýšenie 10 cm",null,"MEY","DE","ks",{"v":0.2,"d":"20.00%"},50.99,30.61,20.38,{"v":0.39968600000000004,"d":"39.9686%"},{"v":0,"d":"0.00"},"S","CHI, NCH, NEU, OPR, ORT, RHB, TRA",39229000]
[3528,"K6.1",null,"K37766","Toaletný nadstavec na WC zvýšenie 14 cm",null,"MEY","DE","ks",{"v":0.2,"d":"20.00%"},55.97,30.61,25.36,{"v":0.4531,"d":"45.3100%"},{"v":0,"d":"0.00"},"S","CHI, NCH, NEU, OPR, ORT, RHB, TRA",39229000]
[3529,"K6.1",null,"K75629","Zvyšovač WC  TSE","nosnosť 200 kg, hmotnosť 1,5 kg, s krytom","B-B","DE","ks",{"v":0.2,"d":"20.00%"},{"v":57.3,"d":"57.30"},30.61,26.69,{"v":0.465794,"d":"46.5794%"},{"v":0,"d":"0.00"},"S","CHI, NCH, NEU, OPR, ORT, RHB, TRA",39229000]
[3530,"K6.1",null,"K30739","Podstavec  oporný toaletný     9120",null,"ORD","DE","ks",{"v":0.2,"d":"20.00%"},{"v":57.6,"d":"57.60"},30.61,26.99,{"v":0.468576,"d":"46.8576%"},{"v":0,"d":"0.00"},"S","CHI, NCH, NEU, OPR, ORT, RHB, TRA",39229000]
[3531,"K6.1",null,"K31232","Zvyšovač WC s krytom RFSU",null,"RFS","AT","ks",{"v":0.2,"d":"20.00%"},79.27,30.61,48.66,{"v":0.613851,"d":"61.3851%"},{"v":0,"d":"0.00"},"S","CHI, NCH, NEU, OPR, ORT, RHB, TRA",39229000]
[3532,"K6.1",null,"K31233","Zvyšovač WC s opierkami rúk RFSU",null,"RFS","AT","ks",{"v":0.2,"d":"20.00%"},100.96,30.61,70.35,{"v":0.696811,"d":"69.6811%"},{"v":0,"d":"0.00"},"S","CHI, NCH, NEU, OPR, ORT, RHB, TRA",39229000]
[3533,"K6.1",null,"K99233","Nadstavec na WC AT51203","výška 10cm","ANK","PL","ks",{"v":0.2,"d":"20.00%"},29.52,5.94,23.58,{"v":0.79878,"d":"79.8780%"},{"v":0,"d":"0.00"},"S","CHI, NCH, NEU, OPR, ORT, RHB, TRA",39229000]
[3534,"K6.1",null,"K99232","Nadstavec na WC AT51202","s poklopom, výška 15cm","ANK","PL","ks",{"v":0.2,"d":"20.00%"},27.36,5.48,21.88,{"v":0.799708,"d":"79.9708%"},{"v":0,"d":"0.00"},"S","CHI, NCH, NEU, OPR, ORT, RHB, TRA",39229000]
[3535,"K6.1",null,"K99231","Nadstavec na WC AT51201","s poklopom, výška 10cm","ANK","PL","ks",{"v":0.2,"d":"20.00%"},24.48,{"v":4.9,"d":"4.90"},19.58,{"v":0.799837,"d":"79.9837%"},{"v":0,"d":"0.00"},"S","CHI, NCH, NEU, OPR, ORT, RHB, TRA",39229000]
[3536,{"$nulls":3},"K6.2 Ležadlá toaletné detské s oporou trupu",{"$nulls":11},144.82,"ks"]
[3537,"K6.2","Z","K28413","Detské ležadlo do vane","30x70 cm,  nosnosť do 35 kg, hmotnosť 5  kg","REP","CZ","ks",{"v":0.2,"d":"20.00%"},144.82,144.82,{"v":0,"d":"0.00"},{"v":0,"d":"0.0000%"},{"v":0,"d":"0.00"},"I","ZP,RHB",39229000]
[3538,"K6.2",null,"K92629","Ležadlo do vane PEPI","detské, nastaviteľné, dĺžka 115 cm, nosnosť 40kg, váha 3,7kg","VEK","PL","ks",{"v":0.2,"d":"20.00%"},194.83,144.82,50.01,{"v":0.256685,"d":"25.6685%"},{"v":0,"d":"0.00"},"S","ZP,RHB",39229000]
[3539,{"$nulls":3},"K6.3 Stoličky a kreslá toaletné so zbernou nádobou",{"$nulls":11},58.46,"ks"]
[3540,"K6.3",null,"K91269","Kreslo toaletné","AT01001, nosnosť 150 kg","ANK","PL","ks",{"v":0.2,"d":"20.00%"},58.46,58.46,{"v":0,"d":"0.00"},{"v":0,"d":"0.0000%"},{"v":0,"d":"0.00"},"I","CHI, NCH, NEU, OPR, ORT, RHB, TRA",90214000]
[3541,"K6.3",null,"K94257","Kreslo toaletné S513 S","nosnosť 120 kg, šírka sedu 45 cm","AVV","SI","ks",{"v":0.2,"d":"20.00%"},58.46,58.46,{"v":0,"d":"0.00"},{"v":0,"d":"0.0000%"},{"v":0,"d":"0.00"},"I","CHI, NCH, NEU, OPR, ORT, RHB, TRA",39229000]
[3542,"K6.3",null,"K93570","Stolička toaletná DRVW01","skladacia, výškovo nastaviteľná, šírka sedadla 46 cm,šírka stoličky 56 cm, výška stoličky 64-79 cm, hĺbka sedadla 45 cm, dĺžka stoličky 53 cm, nosnosť 110 kg, hmotnosť 7 kg","MDH","PL","ks",{"v":0.2,"d":"20.00%"},58.46,58.46,{"v":0,"d":"0.00"},{"v":0,"d":"0.0000%"},{"v":0,"d":"0.00"},"I","CHI, NCH, NEU, OPR, ORT, RHB, TRA",39229000]
[3543,"K6.3",null,"K88566","Stolička toaletná RP760, 4 funkcie v 1","hlin. konštrukcia, plast. sedadlo, nosnosť 110 kg","MOJ","IT","ks",{"v":0.2,"d":"20.00%"},58.46,58.46,{"v":0,"d":"0.00"},{"v":0,"d":"0.0000%"},{"v":0,"d":"0.00"},"I","CHI, NCH, NEU, OPR, ORT, RHB, TRA",39229000]
[3544,"K6.3",null,"K54637","Toaletné hygienické kreslo ASTRA","drevené","JSL","SK","ks",{"v":0.2,"d":"20.00%"},58.46,58.46,{"v":0,"d":"0.00"},{"v":0,"d":"0.0000%"},{"v":0,"d":"0.00"},"I","CHI, NCH, NEU, OPR, ORT, RHB, TRA",39229000]
[3545,"K6.3",null,"K85996","Toaletné kreslo drevené TK-D","čalúnené, nosnosť 115 kg","VLP","SK","ks",{"v":0.2,"d":"20.00%"},58.46,58.46,{"v":0,"d":"0.00"},{"v":0,"d":"0.0000%"},{"v":0,"d":"0.00"},"I","CHI, NCH, NEU, OPR, ORT, RHB, TRA",39229000]
[3546,"K6.3","Z","K86011","Toaletné kreslo kovové TK-K","nosnosť 130  kg, čalúnené","VLP","SK","ks",{"v":0.2,"d":"20.00%"},58.46,58.46,{"v":0,"d":"0.00"},{"v":0,"d":"0.0000%"},{"v":0,"d":"0.00"},"I","CHI, NCH, NEU, OPR, ORT, RHB, TRA",39229000]
[3547,"K6.3",null,"K65368","Toaletné kreslo statické","čalúnené, nosnosť do 120 kg","TLP","FR","ks",{"v":0.2,"d":"20.00%"},74.95,58.46,16.49,{"v":0.22001300000000001,"d":"22.0013%"},{"v":0,"d":"0.00"},"S","CHI, NCH, NEU, OPR, ORT, RHB, TRA",39229000]
[3548,"K6.3",null,"K69434","KTD 99","toaletné kreslo drevené","ERI","CZ","ks",{"v":0.2,"d":"20.00%"},75.14,58.46,16.68,{"v":0.221986,"d":"22.1986%"},{"v":0,"d":"0.00"},"S","CHI, NCH, NEU, OPR, ORT, RHB, TRA",39229000]
[3549,"K6.3",null,"K37791","Toaletná stolička pevná   TŽ","šírka 45cm,  nosnosť do 90 kg, hmotnosť 8,5  kg","PAT","CZ","ks",{"v":0.2,"d":"20.00%"},85.12,58.46,26.66,{"v":0.313205,"d":"31.3205%"},{"v":0,"d":"0.00"},"S","CHI, NCH, NEU, OPR, ORT, RHB, TRA",39229000]
[3550,"K6.3",null,"K98554","Kreslo toaletné AT51019 čalúnené","s hliníkovou konštrukciou","ANK","PL","ks",{"v":0.2,"d":"20.00%"},56.88,{"v":11.4,"d":"11.40"},45.48,{"v":0.799578,"d":"79.9578%"},{"v":0,"d":"0.00"},"S","CHI, NCH, NEU, OPR, ORT, RHB, TRA",39229000]
[3551,{"$nulls":3},"K6.4 Toaletné zberné nádoby WC misy",{"$nulls":11},10.01,"ks"]
[3552,"K6.4","Z","K65372","Misa WC s krytom","plastová, farebná","TLP","FR","ks",{"v":0.2,"d":"20.00%"},10.01,10.01,{"v":0,"d":"0.00"},{"v":0,"d":"0.0000%"},{"v":0,"d":"0.00"},"I","CHI, NCH, NEU, OPR, ORT, RHB, TRA",39229000]
[3553,{"$nulls":3},"K6.5 Ostatné hygienické, kompenzačné a ošetrovacie pomôcky vyššie nezaradené",{"$nulls":11},25.92,"ks"]
[3554,"K6.5",null,"K92199","Schodík do vane U340","nastaviteľná výška 20-27cm, nosnosť 130kg","PRD","ES","ks",{"v":0.2,"d":"20.00%"},25.91,25.91,{"v":0,"d":"0.00"},{"v":0,"d":"0.0000%"},{"v":0,"d":"0.00"},"I","CHI, NCH, OPR, ORT, RHB, TRA",39229000]
[3555,"K6.5",null,"K73082","Dvojschodík PP 5531","výška 41,5 cm","PPR","HU","ks",{"v":0.2,"d":"20.00%"},25.92,25.92,{"v":0,"d":"0.00"},{"v":0,"d":"0.0000%"},{"v":0,"d":"0.00"},"I","CHI, NCH, OPR, ORT, RHB, TRA",39229000]
[3556,"K6.5",null,"K94248","Schodík do vane 4055","nosnosť 136 kg","AVV","SI","ks",{"v":0.2,"d":"20.00%"},25.92,25.92,{"v":0,"d":"0.00"},{"v":0,"d":"0.0000%"},{"v":0,"d":"0.00"},"I","CHI, NCH, OPR, ORT, RHB, TRA",39229000]
[3557,"K6.5","Z","K94247","Schodík do vane 601","nosnosť 160 kg","AVV","SI","ks",{"v":0.2,"d":"20.00%"},25.92,25.92,{"v":0,"d":"0.00"},{"v":0,"d":"0.0000%"},{"v":0,"d":"0.00"},"I","CHI, NCH, OPR, ORT, RHB, TRA",39229000]
[3558,{"$nulls":3},"K7 Pomôcky uľahčujúce príjem a prípravu potravy"]
[3559,{"$nulls":3},"K7.1 Držadlá na nádoby, príbor a pod.",{"$nulls":11},60.28,"ks"]
[3560,"K7.1",null,"K92201","Lôžkový stolík 10169P","mobilný, s nastaviteľnou výškou a sklonom, nosnosť 10kg","PRD","ES","ks",{"v":0.2,"d":"20.00%"},60.28,60.28,{"v":0,"d":"0.00"},{"v":0,"d":"0.0000%"},{"v":0,"d":"0.00"},"I","ZP,RHB,OPR",39229000]
[3561,"K7.1",null,"K71344","Stolík lôžkovy mobilný","s nastaviteľnou výškou","TLP","FR","ks",{"v":0.2,"d":"20.00%"},60.28,60.28,{"v":0,"d":"0.00"},{"v":0,"d":"0.0000%"},{"v":0,"d":"0.00"},"I","ZP,RHB,OPR",39229000]
[3562,"K7.1","Z","K88348","Stolík servírovací Theutus","výškovo nastaviteľný, naklápateľná servírovacia doska","BUR","DE","ks",{"v":0.2,"d":"20.00%"},60.28,60.28,{"v":0,"d":"0.00"},{"v":0,"d":"0.0000%"},{"v":0,"d":"0.00"},"I","ZP,RHB,OPR",39229000]
[3563,"K7.1",null,"K99230","Stolík k lôžku pojazdný AT51021","s nastaviteľnou výškou a sklonom","ANK","PL","ks",{"v":0.2,"d":"20.00%"},56.16,11.27,44.89,{"v":0.799323,"d":"79.9323%"},{"v":0,"d":"0.00"},"S","ZP,RHB,OPR",39229000]
[3564,{"$nulls":3},"K8 Pomôcky uľahčujúce obliekanie a vyzliekanie"]
[3565,{"$nulls":3},"K8.1 Navliekače pančúch a pod.",{"$nulls":11},21.24,"ks"]
[3566,"K8.1",null,"K21840","EUREKA","Navliekač pančúch","VRT","CZ","ks",{"v":0.2,"d":"20.00%"},16.49,16.49,{"v":0,"d":"0.00"},{"v":0,"d":"0.0000%"},{"v":0,"d":"0.00"},"I","RHB,CHI,ANG",94042110]
[3567,"K8.1","Z","K59885","Navliekač pančúch - Anna",null,"MAX","SK","ks",{"v":0.2,"d":"20.00%"},21.24,21.24,{"v":0,"d":"0.00"},{"v":0,"d":"0.0000%"},{"v":0,"d":"0.00"},"I","RHB,CHI,ANG",94042110]
[3568,"K8.1",null,"K31236","Navliekač pančúch a ponožiek RFSU",null,"RFS","AT","ks",{"v":0.2,"d":"20.00%"},30.97,21.24,9.73,{"v":0.314175,"d":"31.4175%"},{"v":0,"d":"0.00"},"S","RHB,CHI,ANG",94042110]
[3569,{"$nulls":3},"K9 Kompenzačné a rehabilitačné pomôcky vyššie nezaradené a príslušenstvo","(inhalačné výdychomery, oxygenátory, respiračné, ventilačné a iné)"]
[3570,{"$nulls":3},"K9.1 Prístroje inhalačné, doplnky, príslušenstvo"]
[3571,{"$nulls":3},"K9.2 Prístroje inhalačné dýzové a kompresorový",{"$nulls":11},231.9,"ks"]
[3572,"K9.2",null,"K96642","Systém rozprašovací kompresorový InnoSpire Essence","1099967, prenosný, na aerosolovú liečbu dýchacích ciest","RSP","US","ks",{"v":0.2,"d":"20.00%"},61.43,61.43,{"v":0,"d":"0.00"},{"v":0,"d":"0.0000%"},{"v":0,"d":"0.00"},"I","ZP,ALG,TRN",90192000]
[3573,"K9.2",null,"K96646","Systém rozprašovací kompresorový Sami The Seal","1093268, prenosný, na aerosolovú liečbu dýchacích ciest","RSP","GB","ks",{"v":0.2,"d":"20.00%"},61.43,61.43,{"v":0,"d":"0.00"},{"v":0,"d":"0.0000%"},{"v":0,"d":"0.00"},"I","ZP,ALG,TRN",90192000]
[3574,"K9.2",null,"K94796","Prístroj inhalačný kompresorový Neb-aid","s príslušenstvom","FLA","IT","ks",{"v":0.2,"d":"20.00%"},{"v":72,"d":"72.00"},{"v":72,"d":"72.00"},{"v":0,"d":"0.00"},{"v":0,"d":"0.0000%"},{"v":0,"d":"0.00"},"I","ZP,ALG,TRN",90192000]
[3575,"K9.2",null,"K79993","Prístroj na inhalačnú terapiu PARI Compact","Rozmery 10 x 14 x 16 cm (inhalačná terapia s tryskovým zmlžovaním lieku)","PAR","DE","ks",{"v":0.2,"d":"20.00%"},74.55,74.55,{"v":0,"d":"0.00"},{"v":0,"d":"0.0000%"},{"v":0,"d":"0.00"},"I","ZP,ALG,TRN",90192000]
[3576,"K9.2",null,"K96643","Systém rozprašovací kompresorový InnoSpire Elegance","1099973, prenosný, na aerosolovú liečbu dýchacích ciest","RSP","US","ks",{"v":0.2,"d":"20.00%"},75.11,75.11,{"v":0,"d":"0.00"},{"v":0,"d":"0.0000%"},{"v":0,"d":"0.00"},"I","ZP,ALG,TRN",90192000]
[3577,"K9.2",null,"K80132","AIR FAMILY","kompresorový, veľkosť častíc 2,9 µm, jednopiestový inhalátor","ART","IT","ks",{"v":0.2,"d":"20.00%"},75.57,75.57,{"v":0,"d":"0.00"},{"v":0,"d":"0.0000%"},{"v":0,"d":"0.00"},"I","ZP,ALG,TRN",90192000]
[3578,"K9.2",null,"K68587","Inhalátor F-201","kompresorový, pre veľkosť častíc liečiva 0,4 - 4 µm","FZZ","IT","ks",{"v":0.2,"d":"20.00%"},78.48,78.48,{"v":0,"d":"0.00"},{"v":0,"d":"0.0000%"},{"v":0,"d":"0.00"},"I","ZP,ALG,TRN",90192000]
[3579,"K9.2",null,"K72734","OMRON COMP AIR ELITE (NE-C30)","kompresorový, prenosný, veľkosť častíc 3µm","OMC","JP","ks",{"v":0.2,"d":"20.00%"},119.69,119.69,{"v":0,"d":"0.00"},{"v":0,"d":"0.0000%"},{"v":0,"d":"0.00"},"I","ZP,ALG,TRN",90192000]
[3580,"K9.2",null,"K96644","Systém rozprašovací kompresorový InnoSpire Mini","1109291, prenosný, na aerosolovú liečbu dýchacích ciest","RSP","GB","ks",{"v":0.2,"d":"20.00%"},171.39,171.39,{"v":0,"d":"0.00"},{"v":0,"d":"0.0000%"},{"v":0,"d":"0.00"},"I","ZP,ALG,TRN",90192000]
[3581,"K9.2",null,"K72241","Inhalátor NebulAIR F2000","s tryskovým rozptýlením liečiva","FLA","IT","ks",{"v":0.2,"d":"20.00%"},{"v":172.8,"d":"172.80"},{"v":172.8,"d":"172.80"},{"v":0,"d":"0.00"},{"v":0,"d":"0.0000%"},{"v":0,"d":"0.00"},"I","ZP,ALG,TRN",90192000]
[3582,"K9.2",null,"K93936","Prístroj inhalacný Nrbufirst/Nebuport/Nebujunior Bear/Pinguin","pre dospelých/ pre deti , s/bez akumulátora","ANF","DE","ks",{"v":0.2,"d":"20.00%"},{"v":230.4,"d":"230.40"},{"v":230.4,"d":"230.40"},{"v":0,"d":"0.00"},{"v":0,"d":"0.0000%"},{"v":0,"d":"0.00"},"I","ZP,ALG,TRN",90192000]
[3583,"K9.2","Z","K74653","Prístroj na inhalačnú terapiu PARI BOY SX","Typ 085","PAR","D","ks",{"v":0.2,"d":"20.00%"},{"v":231.9,"d":"231.90"},{"v":231.9,"d":"231.90"},{"v":0,"d":"0.00"},{"v":0,"d":"0.0000%"},{"v":0,"d":"0.00"},"I","ZP,ALG,TRN",90192000]
[3584,{"$nulls":3},"K9.3 Prístroje inhalačné ultrazvukové",{"$nulls":11},150.8,"ks"]
[3585,"K9.3","Z","K68588","Inhalátor F-202","rozmer aerosolových častíc 0,3-3 micron","FZZ","IT","ks",{"v":0.2,"d":"20.00%"},131.14,131.14,{"v":0,"d":"0.00"},{"v":0,"d":"0.0000%"},{"v":0,"d":"0.00"},"I","ZP,ALG,TRN",90192000]
[3586,"K9.3",null,"K75945","Projet","ultrazvukový, s príslušenstvom","ART","IT","ks",{"v":0.2,"d":"20.00%"},163.54,{"v":150.8,"d":"150.80"},12.74,{"v":0.077901,"d":"7.7901%"},{"v":0,"d":"0.00"},"S","ZP,ALG,TRN",90192000]
[3587,{"$nulls":3},"K9.5 Prístroje na funkčnú kontrolu pľúc-výdychomery"]
[3588,{"$nulls":3},"K9.5.1 Výdychomery nízkorozsahové pre deti",{"$nulls":11},13.72,"ks"]
[3589,"K9.5.1","Z","K58388","Asmalert","výdychomer  pre deti","MUS","ZA","ks",{"v":0.2,"d":"20.00%"},13.72,13.72,{"v":0,"d":"0.00"},{"v":0,"d":"0.0000%"},{"v":0,"d":"0.00"},"I","ALG,TRN",90192000]
[3590,{"$nulls":3},"K9.5.2 Výdychomery štandardné pre dospelých",{"$nulls":11},19.22,"ks"]
[3591,"K9.5.2",null,"K77120","Výdychomer osobný Personal Best","s meracou funkciou","RSP","GB","ks",{"v":0.2,"d":"20.00%"},10.86,10.86,{"v":0,"d":"0.00"},{"v":0,"d":"0.0000%"},{"v":0,"d":"0.00"},"I","ALG,TRN",90192000]
[3592,"K9.5.2",null,"K96640","Pomôcka na tréning nádychových svalov Threshold IMT","HS730EU-001, na liečbu ochorení dýchacích ciest","RSP","GB","ks",{"v":0.2,"d":"20.00%"},19.15,19.15,{"v":0,"d":"0.00"},{"v":0,"d":"0.0000%"},{"v":0,"d":"0.00"},"I","ALG,TRN",90192000]
[3593,"K9.5.2","Z","K96641","Pomôcka na tréning výdychových svalov Threshold PEP","HS735EU-001, na liečbu ochorení dýchacích ciest","RSP","GB","ks",{"v":0.2,"d":"20.00%"},19.15,19.15,{"v":0,"d":"0.00"},{"v":0,"d":"0.0000%"},{"v":0,"d":"0.00"},"I","ALG,TRN",90192000]
[3594,{"$nulls":3},"K9.6 Prístroje na oxygenoterapiu pri respiračnej insuficiencii"]
[3595,{"$nulls":3},"K9.6.1 Prístroje na oxygenoterapiu k lôžku pacienta",{"$nulls":11},986.72,"ks"]
[3596,"K9.6.1",null,"K81176","Koncentrátor kyslíkový EverFlo","výroba koncentrov.kyslíka","RSP","US","ks",{"v":0.2,"d":"20.00%"},793.44,793.44,{"v":0,"d":"0.00"},{"v":0,"d":"0.0000%"},{"v":0,"d":"0.00"},"I","ZP,TRN,ALG",90192000]
[3597,"K9.6.1",null,"K93987","Koncentrátor kyslíkový Kröber O2","s príslušenstvom; na domáce použitie","KRB","DE","ks",{"v":0.2,"d":"20.00%"},{"v":950.4,"d":"950.40"},{"v":950.4,"d":"950.40"},{"v":0,"d":"0.00"},{"v":0,"d":"0.0000%"},{"v":0,"d":"0.00"},"I","ZP,TRN,ALG",90192000]
[3598,"K9.6.1",null,"K89792","Koncentrátor kyslíkový VisionAire 2, VisionAire 3, VisionAire, VisionAire 5","Kyslíkový koncentrátor s príslušenstvom","CAI","US","ks",{"v":0.2,"d":"20.00%"},984.96,984.96,{"v":0,"d":"0.00"},{"v":0,"d":"0.0000%"},{"v":0,"d":"0.00"},"I","ZP,TRN,ALG",90192000]
[3599,"K9.6.1","Z","K70130","DeVILBISS","koncentrátor kyslíka","SUN","US","ks",{"v":0.2,"d":"20.00%"},986.72,986.72,{"v":0,"d":"0.00"},{"v":0,"d":"0.0000%"},{"v":0,"d":"0.00"},"I","ZP,TRN,ALG",90192000]
[3600,"K9.6.1",null,"K40649","Koncentrátor kyslíkový New Life 5 lit.s príslušenstvom",null,"ASO","US","ks",{"v":0.2,"d":"20.00%"},{"v":2120.16,"d":"2,120.16"},986.72,{"v":1133.44,"d":"1,133.44"},{"v":0.534601,"d":"53.4601%"},{"v":0,"d":"0.00"},"S","ZP,TRN,ALG",90192000]
[3601,"K9.6.1",null,"K40650","Koncentrátor kyslíkový New Life 6 lit. s príslušenstvom",null,"ASO","US","ks",{"v":0.2,"d":"20.00%"},{"v":2287.89,"d":"2,287.89"},986.72,{"v":1301.17,"d":"1,301.17"},{"v":0.568721,"d":"56.8721%"},{"v":0,"d":"0.00"},"S","ZP,TRN,ALG",90192000]
[3602,"K9.6.1",null,"K23493","Oxygenátor HEALTHDYNE TYP ALLIANCE",null,"HEA","US","ks",{"v":0.2,"d":"20.00%"},{"v":2639.78,"d":"2,639.78"},986.72,{"v":1653.06,"d":"1,653.06"},{"v":0.626211,"d":"62.6211%"},{"v":0,"d":"0.00"},"S","ZP,TRN,ALG",90192000]
[3603,{"$nulls":3},"K9.6.2 Prístroje na oxygenoterapiu","s možnosťou obmedzeného pohybu pacienta",{"$nulls":10},2485.51,"ks"]
[3604,"K9.6.2",null,"K91789","Koncentrátor kyslíkový Focus prenosný, s príslušenstvom","Kyslíkový koncentrátor s príslušenstvom (2ks batérií, prenosná brašňa, adaptér, elektrický kábel pre elektrickú sieť, elektrický adaptér do auta, obal na batériu, 2ks prenosné kabelky, nabíjačka batérií, sada káblov)","CAI","US","ks",{"v":0.2,"d":"20.00%"},{"v":2469.6,"d":"2,469.60"},{"v":2469.6,"d":"2,469.60"},{"v":0,"d":"0.00"},{"v":0,"d":"0.0000%"},{"v":0,"d":"0.00"},"I","ZP,TRN,ALG",90192000]
[3605,"K9.6.2","Z","K70142","Koncentrátor kyslíka FREESTYLE","s príslušenstvom, prenosný","ASO","US","ks",{"v":0.2,"d":"20.00%"},{"v":2485.51,"d":"2,485.51"},{"v":2485.51,"d":"2,485.51"},{"v":0,"d":"0.00"},{"v":0,"d":"0.0000%"},{"v":0,"d":"0.00"},"I","ZP,TRN,ALG",90192000]
[3606,{"$nulls":3},"K9.6.3 Prístroje na oxygenoterapiu","bez obmedzenia pohybu pacienta",{"$nulls":10},2808,"ks"]
[3607,"K9.6.3","Z","K90635","Koncentrátor kyslíka SimplyGo","prenosný, s príslušenstvom","RSP","US","ks",{"v":0.2,"d":"20.00%"},{"v":2808,"d":"2,808.00"},{"v":2808,"d":"2,808.00"},{"v":0,"d":"0.00"},{"v":0,"d":"0.0000%"},{"v":0,"d":"0.00"},"I","ALG, ZP, TRN",90192000]
[3608,{"$nulls":3},"K9.7 Fyzioterapeutické pomôcky",{"$nulls":11},72.09,"ks"]
[3609,"K9.7",null,"K85132","Nebulizér Sidestream","1200A, odolný, na opakované použitie","RSP","GB","ks",{"v":0.2,"d":"20.00%"},12.96,12.96,{"v":0,"d":"0.00"},{"v":0,"d":"0.0000%"},{"v":0,"d":"0.00"},"I","ALG, ZP, TRN",90192000]
[3610,"K9.7",null,"K96650","Nebulizér Sidestream Kit","1225A, s náustkom a hadicou","RSP","GB","ks",{"v":0.2,"d":"20.00%"},{"v":14.4,"d":"14.40"},{"v":14.4,"d":"14.40"},{"v":0,"d":"0.00"},{"v":0,"d":"0.0000%"},{"v":0,"d":"0.00"},"I","ALG, ZP, TRN",90192000]
[3611,"K9.7",null,"K96648","Nebulizér Sidestream Kit","1223A, s maskou pre dospelých a hadicou","RSP","GB","ks",{"v":0.2,"d":"20.00%"},17.28,17.28,{"v":0,"d":"0.00"},{"v":0,"d":"0.0000%"},{"v":0,"d":"0.00"},"I","ALG, ZP, TRN",90192000]
[3612,"K9.7",null,"K96649","Nebulizér Sidestream Kit detský","1224A, s maskou pre deti a hadicou","RSP","GB","ks",{"v":0.2,"d":"20.00%"},17.28,17.28,{"v":0,"d":"0.00"},{"v":0,"d":"0.0000%"},{"v":0,"d":"0.00"},"I","ALG, ZP, TRN",90192000]
[3613,"K9.7",null,"K96651","Nebulizér Sidestream Kit detský","1101484, s Trucker maskou","RSP","GB","ks",{"v":0.2,"d":"20.00%"},23.04,23.04,{"v":0,"d":"0.00"},{"v":0,"d":"0.0000%"},{"v":0,"d":"0.00"},"I","ALG, ZP, TRN",90192000]
[3614,"K9.7",null,"K96647","Nebulizér Sidestream pacientska súprava","2010A, s maskou pre dospelých, maskou pre deti, náustkom a hadicou","RSP","GB","ks",{"v":0.2,"d":"20.00%"},23.04,23.04,{"v":0,"d":"0.00"},{"v":0,"d":"0.0000%"},{"v":0,"d":"0.00"},"I","ALG, ZP, TRN",90192000]
[3615,"K9.7",null,"K0060A","Pomôcka RC Cornet na terapiu dýchacích ciest","na uvoľňovanie a odstraňovanie bronchiálnych sekrétov","RCE","DE","ks",{"v":0.2,"d":"20.00%"},56.88,56.88,{"v":0,"d":"0.00"},{"v":0,"d":"0.0000%"},{"v":0,"d":"0.00"},"I","ALG, ZP, TRN",90192000]
[3616,"K9.7",null,"K95068","PARI O-PEP","60mm x 90mm x 40 mm, respiračná fyzioterapeutická pomôcka","PARI","DE","ks",{"v":0.2,"d":"20.00%"},{"v":57.6,"d":"57.60"},{"v":57.6,"d":"57.60"},{"v":0,"d":"0.00"},{"v":0,"d":"0.0000%"},{"v":0,"d":"0.00"},"I","ALG, ZP, TRN",90192000]
[3617,"K9.7",null,"K65523","Flutter VRP 1","respiračná fyzioterapeutická pomôcka, rozmery 80x45x45 mm","VRW","CH","ks",{"v":0.2,"d":"20.00%"},62.44,62.44,{"v":0,"d":"0.00"},{"v":0,"d":"0.0000%"},{"v":0,"d":"0.00"},"I","ALG, ZP, TRN",90192000]
[3618,"K9.7",null,"K68108","PEP/RMT  Dýchacia maska","veľkosť 2","A-T","SE","ks",{"v":0.2,"d":"20.00%"},72.09,72.09,{"v":0,"d":"0.00"},{"v":0,"d":"0.0000%"},{"v":0,"d":"0.00"},"I","ALG, ZP, TRN",90192000]
[3619,"K9.7",null,"K68109","PEP/RMT  Dýchacia maska","veľkosť 4","A-T","SE","ks",{"v":0.2,"d":"20.00%"},72.09,72.09,{"v":0,"d":"0.00"},{"v":0,"d":"0.0000%"},{"v":0,"d":"0.00"},"I","ALG, ZP, TRN",90192000]
[3620,"K9.7","Z","K68110","PEP/RMT  Dýchacia maska","veľkosť 5","A-T","SE","ks",{"v":0.2,"d":"20.00%"},72.09,72.09,{"v":0,"d":"0.00"},{"v":0,"d":"0.0000%"},{"v":0,"d":"0.00"},"I","ALG, ZP, TRN",90192000]
[3621,{"$nulls":3},"K9.8 Fyzioterapeutické prístroje, filtre, katétre"]
[3622,{"$nulls":3},"K9.8.1 Fyzioterapeutické prístroje",{"$nulls":11},335.48,"ks"]
[3623,"K9.8.1",null,"K89014","Odsávačka chirurgická ASPIMED 1.2","elektrická, prenosná, s príslušenstvom","MOJ","IT","ks",{"v":0.2,"d":"20.00%"},332.18,332.18,{"v":0,"d":"0.00"},{"v":0,"d":"0.0000%"},{"v":0,"d":"0.00"},"I","ZP,ALG,TRN",90192000]
[3624,"K9.8.1",null,"K92685","Prístroj odsávací Tracheofirst Compact","na odsávanie bronchiálneho sekrétu","ANF","DE","ks",{"v":0.2,"d":"20.00%"},{"v":334.8,"d":"334.80"},{"v":334.8,"d":"334.80"},{"v":0,"d":"0.00"},{"v":0,"d":"0.0000%"},{"v":0,"d":"0.00"},"I","ZP,ALG,TRN",90192000]
[3625,"K9.8.1","Z","K68589","F-20","elektrická odsávačka","FZZ","IT","ks",{"v":0.2,"d":"20.00%"},335.48,335.48,{"v":0,"d":"0.00"},{"v":0,"d":"0.0000%"},{"v":0,"d":"0.00"},"I","ZP,ALG,TRN",90192000]
[3626,"K9.8.1",null,"K92625","Odsávačka chirurgická ASPIMED 1.5","elektrická, prenosná, s príslušenstvom","MOJ","IT","ks",{"v":0.2,"d":"20.00%"},395.01,335.48,59.53,{"v":0.15070499999999998,"d":"15.0705%"},{"v":0,"d":"0.00"},"S","ZP,ALG,TRN",90192000]
[3627,"K9.8.1",null,"K81445","F-31","elektrická, prenosná akumulátorová odsávačka","FZZ","IT","ks",{"v":0.2,"d":"20.00%"},488.52,335.48,153.04,{"v":0.313273,"d":"31.3273%"},{"v":0,"d":"0.00"},"S","ZP,ALG,TRN",90192000]
[3628,"K9.8.1",null,"K94002","Odsávačka DeVilbiss Vacu Aide","séria 7314","SUN","US","ks",{"v":0.2,"d":"20.00%"},{"v":528,"d":"528.00"},335.48,192.52,{"v":0.364621,"d":"36.4621%"},{"v":0,"d":"0.00"},"S","ZP,ALG,TRN",90192000]
[3629,{"$nulls":3},"K9.8.2 Filtre k fyzioterapeutickým prístrojom",{"$nulls":11},3.6,"ks"]
[3630,"K9.8.2","Z","K70458","MEVACS","sací mikrobiologický filter, hydrofóbny","MES","GB","ks",{"v":0.2,"d":"20.00%"},{"v":3.6,"d":"3.60"},{"v":3.6,"d":"3.60"},{"v":0,"d":"0.00"},{"v":0,"d":"0.0000%"},{"v":0,"d":"0.00"},"I","ALG,TRN",90192000]
[3631,{"$nulls":3},"K9.8.3 Katétre k fyzioterapeutickým prístrojom",{"$nulls":11},0.48,"ks"]
[3632,"K9.8.3",null,"K70449","MEVACS","odsávací katéter","MES","PL","ks",{"v":0.2,"d":"20.00%"},0.48,0.48,{"v":0,"d":"0.00"},{"v":0,"d":"0.0000%"},{"v":0,"d":"0.00"},"I","ALG,TRN",90192000]
[3633,"K9.8.3","Z","K92687","odsávací katéter Fahl","rôzne veľkosti a dĺžky pre odsávacie prístroje Tracheolino, Tracheoport","ANF","DE","ks",{"v":0.2,"d":"20.00%"},0.48,0.48,{"v":0,"d":"0.00"},{"v":0,"d":"0.0000%"},{"v":0,"d":"0.00"},"I","ALG,TRN",90192000]
[3634,"K9.8.3",null,"K86360","Sacia kyreta CH08","k odsávačke F-20, detská","FZZ","IT","ks",{"v":0.2,"d":"20.00%"},0.65,0.48,0.17,{"v":0.261538,"d":"26.1538%"},{"v":0,"d":"0.00"},"S","ALG,TRN",90192000]
[3635,"K9.8.3",null,"K86361","Sacia kyreta CH14","k odsávačke F-20","FZZ","IT","ks",{"v":0.2,"d":"20.00%"},0.65,0.48,0.17,{"v":0.261538,"d":"26.1538%"},{"v":0,"d":"0.00"},"S","ALG,TRN",90192000]
[3636,{"$nulls":3},"K9.9 Pomôcky pre laryngektomovaných a trecheoktomovaných, hlasové protézy"]
[3637,{"$nulls":3},"K9.9.1 Protézy hlasové",{"$nulls":11},279.55,"bal"]
[3638,"K9.9.1",null,"K90289","laryngektomická kanyla Laryngotec","s príslušenstvom, rôzne veľkosti","ANF","DE","bal",{"v":0.2,"d":"20.00%"},146.88,146.88,{"v":0,"d":"0.00"},{"v":0,"d":"0.0000%"},{"v":0,"d":"0.00"},"I","ORL",90192000]
[3639,"K9.9.1",null,"K68988","PROVOX kanyla","príslušenstvo- kefka, držiak, kanyly","ATM","SE","bal",{"v":0.2,"d":"20.00%"},147.93,147.93,{"v":0,"d":"0.00"},{"v":0,"d":"0.0000%"},{"v":0,"d":"0.00"},"I","ORL",90192000]
[3640,"K9.9.1",null,"K90426","Protéza hlasová InHealth Blom-Singer® / Indwelling","rôzne veľkosti a druhy","HLI","US","bal",{"v":0.1,"d":"10.00%"},279.18,279.18,{"v":0,"d":"0.00"},{"v":0,"d":"0.0000%"},{"v":0,"d":"0.00"},"I","ORL",90219090]
[3641,"K9.9.1","Z","K57845","PROVOX II hlasová protéza s príslušenstvom","príslušenstvo - zavádzač, kefka, zátka","ATM","SE","bal",{"v":0.1,"d":"10.00%"},279.55,279.55,{"v":0,"d":"0.00"},{"v":0,"d":"0.0000%"},{"v":0,"d":"0.00"},"I","ORL",90192000]
[3642,"K9.9.1",null,"K85592","PROVOX VEGA - hlasová protéza so zavádzačom","s príslušenstvom","ATOS","SE","bal",{"v":0.1,"d":"10.00%"},279.55,279.55,{"v":0,"d":"0.00"},{"v":0,"d":"0.0000%"},{"v":0,"d":"0.00"},"I","ORL",90219090]
[3643,{"$nulls":3},"K9.9.2 Príslušenstvo ostatné",{"$nulls":11},41.62,"bal"]
[3644,"K9.9.2",null,"K58801","Tracheostomický hovoriaci ventil Portex Orator","á 2 ks","SMI","UK","bal",{"v":0.2,"d":"20.00%"},26.86,26.86,{"v":0,"d":"0.00"},{"v":0,"d":"0.0000%"},{"v":0,"d":"0.00"},"I","ORL",90183900]
[3645,"K9.9.2",null,"K78706","Shiley - rečový ventil Phonate","silikónová membrána, O2 port, SSVO, á 2ks","MNM","IT","bal",{"v":0.2,"d":"20.00%"},28.51,28.51,{"v":0,"d":"0.00"},{"v":0,"d":"0.0000%"},{"v":0,"d":"0.00"},"I","ORL",90192000]
[3646,"K9.9.2",null,"K92584","fixačná páska na kanylu Neckfix","rôzne druhy, á 10 ks","ANF","DE","bal",{"v":0.2,"d":"20.00%"},41.62,41.62,{"v":0,"d":"0.00"},{"v":0,"d":"0.0000%"},{"v":0,"d":"0.00"},"I","ORL",90192000]
[3647,"K9.9.2",null,"K92583","fixačná páska na kanylu Optiflausch","rôzne druhy, á 10 ks","ANF","DE","bal",{"v":0.2,"d":"20.00%"},41.62,41.62,{"v":0,"d":"0.00"},{"v":0,"d":"0.0000%"},{"v":0,"d":"0.00"},"I","ORL",90192000]
[3648,"K9.9.2","Z","K58852","Pásik Velcro, elastický","príslušenstvo k tracheostomickej kanyle Portex, á 10ks","SMI","UK","bal",{"v":0.2,"d":"20.00%"},41.62,41.62,{"v":0,"d":"0.00"},{"v":0,"d":"0.0000%"},{"v":0,"d":"0.00"},"I","ORL",90183900]
[3649,"K9.9.2",null,"K79562","Tracheostomická fixačná páska","detská (320-01,321-01), pre dospelých (320-05,321-05), á 10ks","VBM","DE","bal",{"v":0.2,"d":"20.00%"},43.78,41.62,2.16,{"v":0.049338,"d":"4.9338%"},{"v":0,"d":"0.00"},"S","ORL",90192000]
[3650,{"$nulls":3},"K9.9.3 Príslušenstvo",{"$nulls":11},99.45,"bal"]
[3651,"K9.9.3",null,"K92585","náplasť fixačná LARYVOX Tape","Standard / Flexible na fixáciu HME filtra alebo ventilu 20 ks","ANF","DE","bal",{"v":0.1,"d":"10.00%"},99.45,99.45,{"v":0,"d":"0.00"},{"v":0,"d":"0.0000%"},{"v":0,"d":"0.00"},"I","ORL",30051000]
[3652,"K9.9.3","Z","K89534","PROVOX náplaste FlexiDerm","Náplasť pre používanie HME filtrov 20 ks","ATM","SE","bal",{"v":0.1,"d":"10.00%"},99.45,99.45,{"v":0,"d":"0.00"},{"v":0,"d":"0.0000%"},{"v":0,"d":"0.00"},"I","ORL",30051000]
[3653,{"$nulls":3},"K9.9.4 Tracheostomický filter",{"$nulls":11},2.53,"ks"]
[3654,"K9.9.4",null,"K90401","filter vzduch HME","rôzne druhy Humidostom, Humidofix a Humidotrach 30 ks","ANF","DE","ks",{"v":0.2,"d":"20.00%"},2.36,2.36,{"v":0,"d":"0.00"},{"v":0,"d":"0.0000%"},{"v":0,"d":"0.00"},"I","ORL",90192000]
[3655,"K9.9.4",null,"K81556","Provox HME systém","tracheostomický filter výmenný, á 30 ks","ATM","SE","ks",{"v":0.1,"d":"10.00%"},2.38,2.38,{"v":0,"d":"0.00"},{"v":0,"d":"0.0000%"},{"v":0,"d":"0.00"},"I","ORL",90192000]
[3656,"K9.9.4","Z","K90403","filter vzduchu HME Laryvox","30 kusov","ANF","DE","ks",{"v":0.2,"d":"20.00%"},2.53,2.53,{"v":0,"d":"0.00"},{"v":0,"d":"0.0000%"},{"v":0,"d":"0.00"},"I","ORL",90192000]
[3657,"K9.9.4",null,"K58879","Zvlhčovací filter Thermovent T","k tracheostomickej kanyle, á 50ks","SMI","CZ","ks",{"v":0.2,"d":"20.00%"},2.74,2.53,0.21,{"v":0.076642,"d":"7.6642%"},{"v":0,"d":"0.00"},"S","ORL",90183900]
[3658,"K9.9.4",null,"K36254","Tracheolife II - zvlhčovač","HME „umelý nos“, hmotnosť nad 15kg, 353/19004, 25ks","MNM","IT","ks",{"v":0.2,"d":"20.00%"},2.82,2.53,0.29,{"v":0.102837,"d":"10.2837%"},{"v":0,"d":"0.00"},"S","ORL",90192000]
[3659,{"$nulls":3},"K9.9.5 Tracheostomické kanyly, kovové",{"$nulls":11},259.2,"ks"]
[3660,"K9.9.5",null,"K88659","Tracheostomická kanyla dvojplášťová, celokovová","4 až 13 mm, typ Luer a ChevalierJackson","TEK","DE","ks",{"v":0.2,"d":"20.00%"},120.93,120.93,{"v":0,"d":"0.00"},{"v":0,"d":"0.0000%"},{"v":0,"d":"0.00"},"I","CHI, ORL, ZP, TRN",90189085]
[3661,"K9.9.5","Z","K90283","kanyla tracheostomická Silvervent","strieborná, rôzne typy","ANF","DE","ks",{"v":0.2,"d":"20.00%"},{"v":259.2,"d":"259.20"},{"v":259.2,"d":"259.20"},{"v":0,"d":"0.00"},{"v":0,"d":"0.0000%"},{"v":0,"d":"0.00"},"I","CHI, ORL, ZP, TRN",90192000]
[3662,{"$nulls":3},"K9.9.6 Tracheostomické kanyly, plastové",{"$nulls":11},62.05,"ks"]
[3663,"K9.9.6",null,"K58799","Kanyla náhradná vnútorná Blue Line Ultra Portex, fenestrovaná","k tracheostomickej kanyle dvojplášťovej, plastovej","SMI","CZ","ks",{"v":0.2,"d":"20.00%"},12.17,12.17,{"v":0,"d":"0.00"},{"v":0,"d":"0.0000%"},{"v":0,"d":"0.00"},"I","CHI, ORL, TRN",90183900]
[3664,"K9.9.6",null,"K58798","Kanyla náhradná vnútorná Blue Line Ultra Portex, nefenestrovaná","k tracheostomickej kanyle dvojplášťovej, plastovej","SMI","CZ","ks",{"v":0.2,"d":"20.00%"},12.17,12.17,{"v":0,"d":"0.00"},{"v":0,"d":"0.0000%"},{"v":0,"d":"0.00"},"I","CHI, ORL, TRN",90183900]
[3665,"K9.9.6",null,"K58838","Tracheostomická kanyla Blue Line Portex","bez manžety, plastová, I.D. 3.0mm, 3.5mm, 4.0mm, 4.5mm, 5.0mm, 6.0mm, 7.0mm, 7.5mm, 8.0mm, 9.0mm, 10.0mm","SMI","UK","ks",{"v":0.2,"d":"20.00%"},12.17,12.17,{"v":0,"d":"0.00"},{"v":0,"d":"0.0000%"},{"v":0,"d":"0.00"},"I","CHI, ORL, TRN",90183900]
[3666,"K9.9.6",null,"K58840","Tracheostomická kanyla Blue Line Portex","fenestrovaná, bez manžety, plastová, I.D. 3.0mm, 3.5mm, 4.0mm, 4.5mm, 5.0mm, 6.0mm, 7.0mm, 7.5mm, 8.0mm, 9.0mm, 10.0mm","SMI","UK","ks",{"v":0.2,"d":"20.00%"},12.17,12.17,{"v":0,"d":"0.00"},{"v":0,"d":"0.0000%"},{"v":0,"d":"0.00"},"I","CHI, ORL, TRN",90183900]
[3667,"K9.9.6",null,"K90287","kanyla tracheostomická Tracheotec","rôzne veľkosti a typy","ANF","DE","ks",{"v":0.2,"d":"20.00%"},48.28,48.28,{"v":0,"d":"0.00"},{"v":0,"d":"0.0000%"},{"v":0,"d":"0.00"},"I","CHI, ORL, TRN",90183900]
[3668,"K9.9.6",null,"K71048","Shiley - tracheostomická kanyla","detská, bez manžety, predĺžená, XPDL (X=priemer 5.0mm,5.5mm,6.0mm,6.5mm), plastová, XPELF","TYC","US","ks",{"v":0.2,"d":"20.00%"},49.28,49.28,{"v":0,"d":"0.00"},{"v":0,"d":"0.0000%"},{"v":0,"d":"0.00"},"I","CHI, ORL, TRN",90192000]
[3669,"K9.9.6",null,"K71049","Shiley - tracheostomická kanyla","detská, s manžetou, XPDC (X=priemer2,5mm, 3,0mm,3,5mm, 4.0mm,4.5mm,5.0mm,5.5mm), plastová, XPDC","TYC","US","ks",{"v":0.2,"d":"20.00%"},49.28,49.28,{"v":0,"d":"0.00"},{"v":0,"d":"0.0000%"},{"v":0,"d":"0.00"},"I","CHI, ORL, TRN",90192000]
[3670,"K9.9.6",null,"K71050","Shiley - tracheostomická kanyla","detská, s manžetou, predĺžená, XPLC (X=priemer 5.0mm,5.5mm,6.0mm,6.5mm), plastová, XPLCF","TYC","US","ks",{"v":0.2,"d":"20.00%"},49.28,49.28,{"v":0,"d":"0.00"},{"v":0,"d":"0.0000%"},{"v":0,"d":"0.00"},"I","CHI, ORL, TRN",90192000]
[3671,"K9.9.6",null,"K37967","Shiley - tracheostomická kanyla","detská, bez manžety, XPED (X=priemer 2,5mm, 3.0mm,3.5mm,4.0mm,4.5mm,5.0mm,5.5mm), plastová, XPEF","TYC","US","ks",{"v":0.2,"d":"20.00%"},49.28,49.28,{"v":0,"d":"0.00"},{"v":0,"d":"0.0000%"},{"v":0,"d":"0.00"},"I","CHI, ORL, TRN",90192000]
[3672,"K9.9.6",null,"K58794","Tracheostomická kanyla Blue Line Ultra Portex","dvojplášťová, plastová, s manžetou, 2 hladké vnútorné kanyly, I.D. 6.0mm, 7.0mm, 7.5mm, 8.0mm, 8.5mm, 9.0mm, 10.0mm","SMI","CZ","ks",{"v":0.2,"d":"20.00%"},51.55,51.55,{"v":0,"d":"0.00"},{"v":0,"d":"0.0000%"},{"v":0,"d":"0.00"},"I","CHI, ORL, TRN",90183900]
[3673,"K9.9.6",null,"K58795","Tracheostomická kanyla Blue Line Ultra Portex","s manžetou, fenestrovaná, dvojplášťová, plastová, jedna hladká a jedna fenestrovaná vnútorná kanyla, I.D. 6.0mm, 7.0mm, 7.5mm, 8.0mm, 8.5mm, 9.0mm, 10.0mm","SMI","CZ","ks",{"v":0.2,"d":"20.00%"},51.55,51.55,{"v":0,"d":"0.00"},{"v":0,"d":"0.0000%"},{"v":0,"d":"0.00"},"I","CHI, ORL, TRN",90183900]
[3674,"K9.9.6",null,"K58796","Tracheostomická kanyla Blue Line Ultra Portex","dvojplášťová, plastová, bez manžety, 2 hladké vnútorné kanyly, I.D. 6.0mm, 7.0mm, 7.5mm, 8.0mm, 8.5mm, 9.0mm, 10.0mm","SMI","CZ","ks",{"v":0.2,"d":"20.00%"},51.55,51.55,{"v":0,"d":"0.00"},{"v":0,"d":"0.0000%"},{"v":0,"d":"0.00"},"I","CHI, ORL, TRN",90183900]
[3675,"K9.9.6",null,"K58797","Tracheostomická kanyla Blue Line Ultra Portex","bez manžety, fenestrovaná, dvojplášťová, plastová, jedna hladká a jedna fenestrovaná vnútorná kanyla, I.D. 6.0mm, 7.0mm, 7.5mm, 8.0mm, 8.5mm, 9.0mm, 10.0mm","SMI","CZ","ks",{"v":0.2,"d":"20.00%"},51.55,51.55,{"v":0,"d":"0.00"},{"v":0,"d":"0.0000%"},{"v":0,"d":"0.00"},"I","CHI, ORL, TRN",90183900]
[3676,"K9.9.6",null,"K37966","Kanyla Shiley™ tracheostomická NEO/NEF","neonatálna, bez manžety, všetky velkosti","COV","US","ks",{"v":0.2,"d":"20.00%"},52.04,52.04,{"v":0,"d":"0.00"},{"v":0,"d":"0.0000%"},{"v":0,"d":"0.00"},"I","CHI, ORL, TRN",90213990]
[3677,"K9.9.6",null,"K37965","Shiley - tracheostomická kanyla","dvojplášťová, s manžetou, XLPC (X=priemer 4,6,8,10 mm), plastová","TYC","US","ks",{"v":0.2,"d":"20.00%"},52.75,52.75,{"v":0,"d":"0.00"},{"v":0,"d":"0.0000%"},{"v":0,"d":"0.00"},"I","CHI, ORL, TRN",90192000]
[3678,"K9.9.6",null,"K37972","Shiley - tracheostomická kanyla","dvojplášťová, bez manžety, fenestrovaná, XCFN (X=priemer 4,6,8,10 mm), plastová","TYC","US","ks",{"v":0.2,"d":"20.00%"},52.75,52.75,{"v":0,"d":"0.00"},{"v":0,"d":"0.0000%"},{"v":0,"d":"0.00"},"I","CHI, ORL, TRN",90192000]
[3679,"K9.9.6",null,"K37973","Shiley - tracheostomická kanyla","dvojplášťová, bez manžety, XCFS (X=priemer 4,6,8,10 mm), plastová","TYC","US","ks",{"v":0.2,"d":"20.00%"},52.75,52.75,{"v":0,"d":"0.00"},{"v":0,"d":"0.0000%"},{"v":0,"d":"0.00"},"I","CHI, ORL, TRN",90192000]
[3680,"K9.9.6",null,"K37963","Shiley - tracheostomická kanyla","dvojplášťová, s manžetou, fenestrovaná, XFEN (X=priemer 4,6,8,10 mm), plastová","TYC","US","ks",{"v":0.2,"d":"20.00%"},52.75,52.75,{"v":0,"d":"0.00"},{"v":0,"d":"0.0000%"},{"v":0,"d":"0.00"},"I","CHI, ORL, TRN",90192000]
[3681,"K9.9.6",null,"K90286","kanyla tracheostomická Duratwix","PVC, rôzne typy","ANF","DE","ks",{"v":0.2,"d":"20.00%"},61.92,61.92,{"v":0,"d":"0.00"},{"v":0,"d":"0.0000%"},{"v":0,"d":"0.00"},"I","CHI, ORL, TRN",90192000]
[3682,"K9.9.6","Z","K37964","Shiley - laryngektomická kanyla","dvojplášťová, bez manžety, XLGT (X=priemer 6,8,10 mm), plastová","TYC","US","ks",{"v":0.2,"d":"20.00%"},62.05,62.05,{"v":0,"d":"0.00"},{"v":0,"d":"0.0000%"},{"v":0,"d":"0.00"},"I","CHI, ORL, TRN",90192000]
[3683,{"$nulls":3},"K9.10 Ventilačné prístroje BiPAP"]
[3684,{"$nulls":3},"K9.10.1 Ventilačné prístroje BiPAP",{"$nulls":11},3001.97,"ks"]
[3685,"K9.10.1",null,"K88377","Prístroj pretlakový RESmartTM BPAP 25","so zvlhčovačom, dvojúrovňový","BMC","CH","ks",{"v":0.2,"d":"20.00%"},{"v":2181.23,"d":"2,181.23"},{"v":2181.23,"d":"2,181.23"},{"v":0,"d":"0.00"},{"v":0,"d":"0.0000%"},{"v":0,"d":"0.00"},"I","NEU, TRN, ZP",9018191000]
[3686,"K9.10.1",null,"K96232","Prístroj ventilačný DreamStation Auto BiPAP","na liečbu obštrukčnej spánkovej apnoe","RSP","US","ks",{"v":0.2,"d":"20.00%"},{"v":2200.32,"d":"2,200.32"},{"v":2200.32,"d":"2,200.32"},{"v":0,"d":"0.00"},{"v":0,"d":"0.0000%"},{"v":0,"d":"0.00"},"I","NEU, TRN, ZP",90192000]
[3687,"K9.10.1",null,"K93991","Prístroj na spánkovú terapiu WM 100 TD","prisma25S; s príslušenstvom","LWN","DE","ks",{"v":0.2,"d":"20.00%"},{"v":2203.44,"d":"2,203.44"},{"v":2203.44,"d":"2,203.44"},{"v":0,"d":"0.00"},{"v":0,"d":"0.0000%"},{"v":0,"d":"0.00"},"I","NEU, TRN, ZP",90192000]
[3688,"K9.10.1",null,"K98784","Prístroj ventilačný DreamStation BiPAP ST","na liečbu obštrukčnej spánkovej apnoe","RSP","US","ks",{"v":0.2,"d":"20.00%"},{"v":2527.03,"d":"2,527.03"},{"v":2527.03,"d":"2,527.03"},{"v":0,"d":"0.00"},{"v":0,"d":"0.0000%"},{"v":0,"d":"0.00"},"I","NEU, TRN, ZP",90192000]
[3689,"K9.10.1",null,"K94336","Systém ventilačnej podpory BiPAP S/T","s príslušenstvom","RSP","US","ks",{"v":0.2,"d":"20.00%"},{"v":2556.06,"d":"2,556.06"},{"v":2556.06,"d":"2,556.06"},{"v":0,"d":"0.00"},{"v":0,"d":"0.0000%"},{"v":0,"d":"0.00"},"I","NEU, TRN, ZP",90192000]
[3690,"K9.10.1",null,"K93993","Prístroj na spánkovú terapiu WM 100 TD","prisma25ST; s príslušenstvom","LWN","DE","ks",{"v":0.2,"d":"20.00%"},{"v":2620.8,"d":"2,620.80"},{"v":2620.8,"d":"2,620.80"},{"v":0,"d":"0.00"},{"v":0,"d":"0.0000%"},{"v":0,"d":"0.00"},"I","NEU, TRN, ZP",90192000]
[3691,"K9.10.1",null,"K89715","SOMNOvent auto ST","Prístroj terapeutický","LWN","DE","ks",{"v":0.2,"d":"20.00%"},{"v":2754.13,"d":"2,754.13"},{"v":2754.13,"d":"2,754.13"},{"v":0,"d":"0.00"},{"v":0,"d":"0.0000%"},{"v":0,"d":"0.00"},"I","NEU, TRN, ZP",40149000]
[3692,"K9.10.1",null,"K89926","Prístroj ventilačný De Vilbiss SleepCube","DV55 BIPAP S","SUN","US","ks",{"v":0.2,"d":"20.00%"},{"v":2884.32,"d":"2,884.32"},{"v":2884.32,"d":"2,884.32"},{"v":0,"d":"0.00"},{"v":0,"d":"0.0000%"},{"v":0,"d":"0.00"},"I","NEU, TRN, ZP",90192000]
[3693,"K9.10.1",null,"K94426","Prístroj na spánkovú terapiu WM 100 TD","prisma30ST; s príslušenstvom","LWN","DE","ks",{"v":0.2,"d":"20.00%"},{"v":3001.97,"d":"3,001.97"},{"v":3001.97,"d":"3,001.97"},{"v":0,"d":"0.00"},{"v":0,"d":"0.0000%"},{"v":0,"d":"0.00"},"I","NEU, TRN, ZP",90192000]
[3694,"K9.10.1","Z","K70158","RESPIRONICS BiPAP PRO","s príslušenstvom","RSP","US","ks",{"v":0.2,"d":"20.00%"},{"v":3001.97,"d":"3,001.97"},{"v":3001.97,"d":"3,001.97"},{"v":0,"d":"0.00"},{"v":0,"d":"0.0000%"},{"v":0,"d":"0.00"},"I","NEU, TRN, ZP",90192000]
[3695,"K9.10.1",null,"K89927","Prístroj ventilačný De Vilbiss SleepCube","DV56 BIPAP SE","SUN","US","ks",{"v":0.2,"d":"20.00%"},{"v":3883.68,"d":"3,883.68"},{"v":3001.97,"d":"3,001.97"},881.71,{"v":0.22702999999999998,"d":"22.7030%"},{"v":0,"d":"0.00"},"S","NEU, TRN, ZP",90192000]
[3696,{"$nulls":3},"K9.10.2 Ventilačné prístroje BiPAP","neinvazívne s objemovou podporou",{"$nulls":10},4727.45,"ks"]
[3697,"K9.10.2",null,"K98785","Prístroj ventilačný DreamStation BiPAP AVAPS","na liečbu obštrukčnej spánkovej apnoe","RSP","US","ks",{"v":0.2,"d":"20.00%"},{"v":3825,"d":"3,825.00"},{"v":3825,"d":"3,825.00"},{"v":0,"d":"0.00"},{"v":0,"d":"0.0000%"},{"v":0,"d":"0.00"},"I","NEU, TRN, ZP",90192000]
[3698,"K9.10.2","Z","K91474","Prístroj BiPAP AVAPS","s príslušenstvom","RSP","US","ks",{"v":0.2,"d":"20.00%"},{"v":3829.39,"d":"3,829.39"},{"v":3829.39,"d":"3,829.39"},{"v":0,"d":"0.00"},{"v":0,"d":"0.0000%"},{"v":0,"d":"0.00"},"I","NEU, TRN, ZP",90192000]
[3699,"K9.10.2",null,"K98783","Prístroj ventilačný DreamStation Auto BiPAP autoSV","pri Cheyne-Stokesovom dýchaní","RSP","US","ks",{"v":0.2,"d":"20.00%"},{"v":4515,"d":"4,515.00"},{"v":4515,"d":"4,515.00"},{"v":0,"d":"0.00"},{"v":0,"d":"0.0000%"},{"v":0,"d":"0.00"},"I","NEU, TRN, ZP",90192000]
[3700,"K9.10.2",null,"K91472","Prístroj BiPAP A30","s prísluslušenstvom","RSP","US","ks",{"v":0.2,"d":"20.00%"},{"v":5913.04,"d":"5,913.04"},{"v":4727.45,"d":"4,727.45"},{"v":1185.59,"d":"1,185.59"},{"v":0.200504,"d":"20.0504%"},{"v":0,"d":"0.00"},"S","NEU, TRN, ZP",90192000]
[3701,"K9.10.2",null,"K89224","Ventilátor pacientsky VENTImotion 2","domáci","LWN","DE","ks",{"v":0.2,"d":"20.00%"},{"v":6192,"d":"6,192.00"},{"v":4727.45,"d":"4,727.45"},{"v":1464.55,"d":"1,464.55"},{"v":0.236523,"d":"23.6523%"},{"v":0,"d":"0.00"},"S","NEU, TRN, ZP",90192000]
[3702,{"$nulls":3},"K9.10.3 Ventilačné prístroje BiPAP","s adaptívnou servoventiláciou",{"$nulls":10},4727.45,"ks"]
[3703,"K9.10.3",null,"K91471","Systém ventilačnej podpory BiPAP auto SV One 60 Series","s príslušenstvom","RSP","US","ks",{"v":0.2,"d":"20.00%"},{"v":4518.37,"d":"4,518.37"},{"v":4518.37,"d":"4,518.37"},{"v":0,"d":"0.00"},{"v":0,"d":"0.0000%"},{"v":0,"d":"0.00"},"I","NEU, TRN, ZP",90192000]
[3704,"K9.10.3","Z","K93990","Prístroj na spánkovú terapiu WM 100 TD","prismaCR; s príslušenstvom","LWN","DE","ks",{"v":0.2,"d":"20.00%"},{"v":4727.45,"d":"4,727.45"},{"v":4727.45,"d":"4,727.45"},{"v":0,"d":"0.00"},{"v":0,"d":"0.0000%"},{"v":0,"d":"0.00"},"I","NEU, TRN, ZP",90192000]
[3705,{"$nulls":3},"K9.10.4 Ventilačné prístroje BiPAP","invazívne a neinvazívne",{"$nulls":10},4727.45,"ks"]
[3706,"K9.10.4","Z","K91473","Prístroj BiPAP A40","s prísluslušenstvom","RSP","US","ks",{"v":0.2,"d":"20.00%"},{"v":6634.15,"d":"6,634.15"},{"v":4727.45,"d":"4,727.45"},{"v":1906.7,"d":"1,906.70"},{"v":0.287407,"d":"28.7407%"},{"v":1906.7,"d":"1906.70"},"S","NEU, TRN, ZP",90192000]
[3707,"K9.10.4",null,"K90972","Ventilátor pľúcny Trilogy 100","s príslušenstvom; na invazívnu / neinvazívnu ventiláciu","RSP","US","ks",{"v":0.2,"d":"20.00%"},{"v":9407.72,"d":"9,407.72"},{"v":4727.45,"d":"4,727.45"},{"v":4680.27,"d":"4,680.27"},{"v":0.49749200000000005,"d":"49.7492%"},{"v":1906.7,"d":"1906.70"},"S","NEU, TRN, ZP",90192000]
[3708,"K9.10.4",null,"K89123","Prístroj Ventilačný TRENDvent","type 9LV301","RSP","US","ks",{"v":0.2,"d":"20.00%"},{"v":10224,"d":"10,224.00"},{"v":4727.45,"d":"4,727.45"},{"v":5496.55,"d":"5,496.55"},{"v":0.537612,"d":"53.7612%"},{"v":1906.7,"d":"1906.70"},"S","NEU, TRN, ZP",90192000]
[3709,"K9.10.4",null,"K89122","Prístroj Ventilačný CARAT II","type 9LV202","RSP","US","ks",{"v":0.2,"d":"20.00%"},{"v":11808,"d":"11,808.00"},{"v":4727.45,"d":"4,727.45"},{"v":7080.55,"d":"7,080.55"},{"v":0.59964,"d":"59.9640%"},{"v":1906.7,"d":"1906.70"},"S","NEU, TRN, ZP",90192000]
[3710,"K9.10.4",null,"K94230","Prístroj Ventilačný CARAT II pro","type 9LV203","RSP","US","ks",{"v":0.2,"d":"20.00%"},{"v":12240,"d":"12,240.00"},{"v":4727.45,"d":"4,727.45"},{"v":7512.55,"d":"7,512.55"},{"v":0.61377,"d":"61.3770%"},{"v":1906.7,"d":"1906.70"},"S","NEU, TRN, ZP",90192000]
[3711,"K9.10.4",null,"K89923","Prístroj ventilačný VENTIlogic LS","elektronicky riadený ventilátor","LWN","DE","ks",{"v":0.2,"d":"20.00%"},{"v":13320,"d":"13,320.00"},{"v":4727.45,"d":"4,727.45"},{"v":8592.55,"d":"8,592.55"},{"v":0.645086,"d":"64.5086%"},{"v":1906.7,"d":"1906.70"},"S","NEU, TRN, ZP",90192000]
[3712,{"$nulls":3},"K9.11.1 Ventilačné prístroje CPAP na terapiu spánkového apnoe s príslušenstvom bez zvlhčovača",{"$nulls":11},1228.32,"ks"]
[3713,"K9.11.1","Z","K79795","CPAP 20e","príslušenstvo: prepravná taška, DC adaptér, kyslíkový ventil, maska","LWN","DE","ks",{"v":0.2,"d":"20.00%"},{"v":1228.32,"d":"1,228.32"},{"v":1228.32,"d":"1,228.32"},{"v":0,"d":"0.00"},{"v":0,"d":"0.0000%"},{"v":0,"d":"0.00"},"I","ZP,ALG,TRN",90192000]
[3714,{"$nulls":3},"K9.11.2 Ventilačné prístroje CPAP na terapiu spánkového apnoe s príslušenstvom a zvlhčovačom",{"$nulls":11},1676.68,"ks"]
[3715,"K9.11.2",null,"K88304","Prístroj pretlakový RESmart TM CPAP","so zvlhčovačom","BMC","CH","ks",{"v":0.2,"d":"20.00%"},732.14,732.14,{"v":0,"d":"0.00"},{"v":0,"d":"0.0000%"},{"v":0,"d":"0.00"},"I","ALG, TRN, ZP",9018191000]
[3716,"K9.11.2",null,"K88376","Prístroj pretlakový RESmart TM Auto CPAP","so zvlhčovačom","BMC","CH","ks",{"v":0.2,"d":"20.00%"},888.65,888.65,{"v":0,"d":"0.00"},{"v":0,"d":"0.0000%"},{"v":0,"d":"0.00"},"I","ALG, TRN, ZP",9018191000]
[3717,"K9.11.2",null,"K93989","Prístroj na spánkovú terapiu WM 100 TD","prisma20A ; s príslušenstvom, vrátane výhrevného zvlhčovača","LWN","DE","ks",{"v":0.2,"d":"20.00%"},{"v":1385.02,"d":"1,385.02"},{"v":1385.02,"d":"1,385.02"},{"v":0,"d":"0.00"},{"v":0,"d":"0.0000%"},{"v":0,"d":"0.00"},"I","ALG, TRN, ZP",90192000]
[3718,"K9.11.2",null,"K89460","Prístroj ventilačný De Vilbiss SleepCube","DV51 normal CPAP","SUN","US","ks",{"v":0.2,"d":"20.00%"},{"v":1432.8,"d":"1,432.80"},{"v":1432.8,"d":"1,432.80"},{"v":0,"d":"0.00"},{"v":0,"d":"0.0000%"},{"v":0,"d":"0.00"},"I","ALG, TRN, ZP",90192000]
[3719,"K9.11.2",null,"K94337","Prístroj ventilačný Dorma 200","s príslušenstvom","RSP","US","ks",{"v":0.2,"d":"20.00%"},{"v":1440,"d":"1,440.00"},{"v":1440,"d":"1,440.00"},{"v":0,"d":"0.00"},{"v":0,"d":"0.0000%"},{"v":0,"d":"0.00"},"I","ALG, TRN, ZP",90192000]
[3720,"K9.11.2",null,"K96397","Prístroj na spánkovú terapiu WM090TD, prisma SOFT","s príslušenstvom","LWN","DE","ks",{"v":0.2,"d":"20.00%"},{"v":1500,"d":"1,500.00"},{"v":1500,"d":"1,500.00"},{"v":0,"d":"0.00"},{"v":0,"d":"0.0000%"},{"v":0,"d":"0.00"},"I","ALG, TRN, ZP",90192000]
[3721,"K9.11.2",null,"K96230","Prístroj ventilačný DreamStation CPAP Pro","na liečbu obštrukčnej spánkovej apnoe","RSP","US","ks",{"v":0.2,"d":"20.00%"},{"v":1566.72,"d":"1,566.72"},{"v":1566.72,"d":"1,566.72"},{"v":0,"d":"0.00"},{"v":0,"d":"0.0000%"},{"v":0,"d":"0.00"},"I","ALG, TRN, ZP",90192000]
[3722,"K9.11.2",null,"K89924","Prístroj ventilačný De Vilbiss SleepCube","DV53 flex CPAP","SUN","US","ks",{"v":0.2,"d":"20.00%"},{"v":1568.16,"d":"1,568.16"},{"v":1568.16,"d":"1,568.16"},{"v":0,"d":"0.00"},{"v":0,"d":"0.0000%"},{"v":0,"d":"0.00"},"I","ALG, TRN, ZP",90192000]
[3723,"K9.11.2",null,"K70139","RESPIRONICS REMSTAR PRO C-FLEX","s príslušenstvom","RSP","US","ks",{"v":0.2,"d":"20.00%"},{"v":1582.56,"d":"1,582.56"},{"v":1582.56,"d":"1,582.56"},{"v":0,"d":"0.00"},{"v":0,"d":"0.0000%"},{"v":0,"d":"0.00"},"I","ALG, TRN, ZP",90192000]
[3724,"K9.11.2",null,"K85448","SOMNObalance e with SOMNO aqua","prístroj pre spánkovú terapiu so zvlhčovačom + prísl. (prepr. taška, maska)","LWN","DE","ks",{"v":0.2,"d":"20.00%"},{"v":1670.4,"d":"1,670.40"},{"v":1670.4,"d":"1,670.40"},{"v":0,"d":"0.00"},{"v":0,"d":"0.0000%"},{"v":0,"d":"0.00"},"I","ALG, TRN, ZP",40149000]
[3725,"K9.11.2",null,"K96231","Prístroj ventilačný DreamStation Auto CPAP","s príslušenstvom","RSP","US","ks",{"v":0.2,"d":"20.00%"},{"v":1676.16,"d":"1,676.16"},{"v":1676.16,"d":"1,676.16"},{"v":0,"d":"0.00"},{"v":0,"d":"0.0000%"},{"v":0,"d":"0.00"},"I","ALG, TRN, ZP",90192000]
[3726,"K9.11.2","Z","K82753","Sandman Intro HC CPAP","zvlhčovač, pamäťová karta, filter vzduchu","MLO","FR","ks",{"v":0.2,"d":"20.00%"},{"v":1676.68,"d":"1,676.68"},{"v":1676.68,"d":"1,676.68"},{"v":0,"d":"0.00"},{"v":0,"d":"0.0000%"},{"v":0,"d":"0.00"},"I","ALG, TRN, ZP",90192000]
[3727,"K9.11.2",null,"K82749","Sandman Auto HC CPAP","zvlhčovač, pamäťová karta, filter vzduchu, usb port","MLO","FR","ks",{"v":0.2,"d":"20.00%"},{"v":1676.74,"d":"1,676.74"},{"v":1676.68,"d":"1,676.68"},0.06,{"v":3.6e-05,"d":"0.0036%"},{"v":0,"d":"0.00"},"S","ALG, TRN, ZP",90192000]
[3728,"K9.11.2",null,"K89925","Prístroj ventilačný De Vilbiss SleepCube","DV54 auto CPAP","SUN","US","ks",{"v":0.2,"d":"20.00%"},{"v":1765.44,"d":"1,765.44"},{"v":1676.68,"d":"1,676.68"},88.76,{"v":0.050275999999999994,"d":"5.0276%"},{"v":0,"d":"0.00"},"S","ALG, TRN, ZP",90192000]
[3729,{"$nulls":3},"K9.11.3 Systém respiračný na odstraňovanie sekrétov pri neefektívnom kašli","pre pacientov s neuromuskulárnym ochorením",{"$nulls":10},7171.2,"set"]
[3730,"K9.11.3","Z","K90810","Systém respiračný CoughAssist E70 s príslušenstvom","na odstraňovanie sekrétov pri neefektívnom kašli","RSP","US","ks",{"v":0.2,"d":"20.00%"},{"v":7171.2,"d":"7,171.20"},{"v":7171.2,"d":"7,171.20"},{"v":0,"d":"0.00"},{"v":0,"d":"0.0000%"},{"v":0,"d":"0.00"},"I","NEU, TRN, ZP",90192000]
[3731,{"$nulls":3},"K9.12 Ostatné príslušenstvo"]
[3732,{"$nulls":3},"K9.12.1 Ostatné príslušenstvo","nosová maska",{"$nulls":10},116.78,"ks"]
[3733,"K9.12.1",null,"K98815","Maska tvárová","k respiračnému systému CoughAssist; rôzne typy","KIG","US","ks",{"v":0.2,"d":"20.00%"},13.41,13.41,{"v":0,"d":"0.00"},{"v":0,"d":"0.0000%"},{"v":0,"d":"0.00"},"I","ZP,TRN,ALG",90192000]
[3734,"K9.12.1",null,"K99103","Rozhranie pacientske CoughAssist 70","príslušenstvo k respiračnému systému CoughAssist E70; rôzne typy a rozmery","RSP","US","ks",{"v":0.2,"d":"20.00%"},25.75,25.75,{"v":0,"d":"0.00"},{"v":0,"d":"0.0000%"},{"v":0,"d":"0.00"},"I","ZP,TRN,ALG",90192000]
[3735,"K9.12.1",null,"K91378","Maska nosová EasyLife","veľkosť P, S, M, MW, L","RSP","US","ks",{"v":0.2,"d":"20.00%"},{"v":72,"d":"72.00"},{"v":72,"d":"72.00"},{"v":0,"d":"0.00"},{"v":0,"d":"0.0000%"},{"v":0,"d":"0.00"},"I","ZP,TRN,ALG",90192000]
[3736,"K9.12.1",null,"K96596","Maska nazálna tradičná PICO","veľkosť S / M","RSP","US","ks",{"v":0.2,"d":"20.00%"},{"v":79,"d":"79.00"},{"v":79,"d":"79.00"},{"v":0,"d":"0.00"},{"v":0,"d":"0.0000%"},{"v":0,"d":"0.00"},"I","ZP,TRN,ALG",90192000]
[3737,"K9.12.1",null,"K0297A","Maska nosová DreamWisp s nosovou podložkou","rôzne veľkosti","RSP","US","ks",{"v":0.2,"d":"20.00%"},{"v":79,"d":"79.00"},{"v":79,"d":"79.00"},{"v":0,"d":"0.00"},{"v":0,"d":"0.0000%"},{"v":0,"d":"0.00"},"I","ZP,TRN,ALG",90192000]
[3738,"K9.12.1",null,"K99631","Maska nosová pediatrická Wisp","na neinvazívnu ventiláciu","RSP","US","ks",{"v":0.2,"d":"20.00%"},{"v":79,"d":"79.00"},{"v":79,"d":"79.00"},{"v":0,"d":"0.00"},{"v":0,"d":"0.0000%"},{"v":0,"d":"0.00"},"I","ZP,TRN,ALG",90192000]
[3739,"K9.12.1",null,"K91388","Maska nosová Wisp","veľkosť P, S/M, L","RSP","US","ks",{"v":0.2,"d":"20.00%"},{"v":79.2,"d":"79.20"},{"v":79.2,"d":"79.20"},{"v":0,"d":"0.00"},{"v":0,"d":"0.0000%"},{"v":0,"d":"0.00"},"I","ZP,TRN,ALG",90192000]
[3740,"K9.12.1",null,"K91386","Maska nosová TrueBlue","veľkosť P, S, M, MW, L","RSP","US","ks",{"v":0.2,"d":"20.00%"},{"v":100.8,"d":"100.80"},{"v":100.8,"d":"100.80"},{"v":0,"d":"0.00"},{"v":0,"d":"0.0000%"},{"v":0,"d":"0.00"},"I","ZP,TRN,ALG",90192000]
[3741,"K9.12.1",null,"K98667","Maska nosová CARA",null,"LWN","DE","ks",{"v":0.2,"d":"20.00%"},107.01,107.01,{"v":0,"d":"0.00"},{"v":0,"d":"0.0000%"},{"v":0,"d":"0.00"},"I","ZP,TRN,ALG",90192000]
[3742,"K9.12.1",null,"K96594","Maska nazálna s gélovými vankúšikmi Nuance Gel","na poskytovanie rozhrania pri liečbe CPAP alebo dvojúrovňovej terapii","RSP","US","ks",{"v":0.2,"d":"20.00%"},{"v":108,"d":"108.00"},{"v":108,"d":"108.00"},{"v":0,"d":"0.00"},{"v":0,"d":"0.0000%"},{"v":0,"d":"0.00"},"I","ZP,TRN,ALG",90192000]
[3743,"K9.12.1",null,"K1201A","Maska celotvárová DreamWear","veľkosti S, M, L, MW (stredne široká)","RSP","US","ks",{"v":0.2,"d":"20.00%"},108.99,108.99,{"v":0,"d":"0.00"},{"v":0,"d":"0.0000%"},{"v":0,"d":"0.00"},"I","ZP,TRN,ALG",90192000]
[3744,"K9.12.1",null,"K94281","Maska celotvárová JOYCEone","univerzálna veľkosť, nosová maska","LWN","DE","ks",{"v":0.2,"d":"20.00%"},109.99,109.99,{"v":0,"d":"0.00"},{"v":0,"d":"0.0000%"},{"v":0,"d":"0.00"},"I","ZP,TRN,ALG",90192000]
[3745,"K9.12.1",null,"K94280","Maska nazálna JOYCEone","univerzálna veľkosť, nosová maska","LWN","DE","ks",{"v":0.2,"d":"20.00%"},110.88,110.88,{"v":0,"d":"0.00"},{"v":0,"d":"0.0000%"},{"v":0,"d":"0.00"},"I","ZP,TRN,ALG",90192000]
[3746,"K9.12.1",null,"K79801","JOYCE vented","nosová maska S,M,L","LWN","DE","ks",{"v":0.2,"d":"20.00%"},113.28,113.28,{"v":0,"d":"0.00"},{"v":0,"d":"0.0000%"},{"v":0,"d":"0.00"},"I","ZP,TRN,ALG",90192000]
[3747,"K9.12.1",null,"K96598","Maska celotvárová Amara Gel","veľkosť S","RSP","US","ks",{"v":0.2,"d":"20.00%"},116.64,116.64,{"v":0,"d":"0.00"},{"v":0,"d":"0.0000%"},{"v":0,"d":"0.00"},"I","ZP,TRN,ALG",90192000]
[3748,"K9.12.1",null,"K96597","Maska celotvárová Amara View","veľkosť S","RSP","US","ks",{"v":0.2,"d":"20.00%"},116.64,116.64,{"v":0,"d":"0.00"},{"v":0,"d":"0.0000%"},{"v":0,"d":"0.00"},"I","ZP,TRN,ALG",90192000]
[3749,"K9.12.1",null,"K96593","Maska nazálna DreamWear FitPack","na poskytovania rozhrania pri liečbe CPAP alebo dvojúrovňovej terapii","RSP","US","ks",{"v":0.2,"d":"20.00%"},116.64,116.64,{"v":0,"d":"0.00"},{"v":0,"d":"0.0000%"},{"v":0,"d":"0.00"},"I","ZP,TRN,ALG",90192000]
[3750,"K9.12.1","Z","K70141","RESPIRONICS COMFORTGEL","nosová maska, veľkosť P, S,M,L","RSP","US","ks",{"v":0.2,"d":"20.00%"},116.78,116.78,{"v":0,"d":"0.00"},{"v":0,"d":"0.0000%"},{"v":0,"d":"0.00"},"I","ZP,TRN,ALG",90192000]
[3751,{"$nulls":3},"K9.12.2 Ostatné príslušenstvo","zvlhčovač",{"$nulls":10},250.56,"ks"]
[3752,"K9.12.2",null,"K70140","RESPIRONICS zvlhčovač","vyhrievací","RSP","US","ks",{"v":0.2,"d":"20.00%"},{"v":172.6,"d":"172.60"},{"v":172.6,"d":"172.60"},{"v":0,"d":"0.00"},{"v":0,"d":"0.0000%"},{"v":0,"d":"0.00"},"I","ZP,ALG,TRN",90192000]
[3753,"K9.12.2",null,"K96233","Zvlhčovač vyhrievaný DreamStation Humidifier","k ventilačným prístrojom DreamStation","RSP","US","ks",{"v":0.2,"d":"20.00%"},{"v":187.2,"d":"187.20"},{"v":187.2,"d":"187.20"},{"v":0,"d":"0.00"},{"v":0,"d":"0.0000%"},{"v":0,"d":"0.00"},"I","ZP,ALG,TRN",90192000]
[3754,"K9.12.2",null,"K93995","Zvlhčovač vzduchu WM 100 TH","prismaAQUA","LWN","DE","ks",{"v":0.2,"d":"20.00%"},{"v":230.4,"d":"230.40"},{"v":230.4,"d":"230.40"},{"v":0,"d":"0.00"},{"v":0,"d":"0.0000%"},{"v":0,"d":"0.00"},"I","ZP,ALG,TRN",90192000]
[3755,"K9.12.2","Z","K79796","CLICK 2","zvlhčovač vyhrievací k CPAP 20e","LWN","DE","ks",{"v":0.2,"d":"20.00%"},250.56,250.56,{"v":0,"d":"0.00"},{"v":0,"d":"0.0000%"},{"v":0,"d":"0.00"},"I","ZP,ALG,TRN",90192000]
[3756,"K9.12.2",null,"K89285","Zvlhčovač vzduchu VENTIclick","Príslušenstvo k Weimannovým ventilačným prístrojom","LWN","DE","ks",{"v":0.2,"d":"20.00%"},{"v":547.2,"d":"547.20"},250.56,296.64,{"v":0.5421050000000001,"d":"54.2105%"},{"v":0,"d":"0.00"},"S","ZP,ALG,TRN",90192000]
[3757,{"$nulls":3},"K9.13 Prístroj na meranie zrážanlivosti krvi"]
[3758,{"$nulls":3},"K9.13.1 Prístroj na meranie zrážanlivosti krvi",{"$nulls":11},513.07,"ks"]
[3759,"K9.13.1","Z","K96409","Analyzátor koagulačný CoaguChek INRange","na meranie zrážanlivosti krvi","ROH","DE","ks",{"v":0.2,"d":"20.00%"},513.07,513.07,{"v":0,"d":"0.00"},{"v":0,"d":"0.0000%"},{"v":0,"d":"0.00"},"I","ANG, HEM, KAR, KCH, ZP",90278017]
[3760,{"$nulls":3},"K9.13.2 Prúžky k prístroju na meranie zrážanlivosti krvi",{"$nulls":11},83.48,"bal"]
[3761,"K9.13.2","Z","K96410","Prúžky testovacie CoaguChek SX PT Test PST","ku koagulačnému analyzátoru; á 24ks","ROH","DE","bal",{"v":0.1,"d":"10.00%"},83.48,83.48,{"v":0,"d":"0.00"},{"v":0,"d":"0.0000%"},{"v":0,"d":"0.00"},"I","ANG, HEM, KAR, KCH",38220000]
[3762,{"$nulls":3},"K9.14 Diagnostická pomôcka",{"$nulls":11},17.07,"ks"]
[3763,"K9.14","Z","K72640","Test na stanovenie akútneho infarktu myokardu Rapid Test combi","rýchly test na diagnostiku akútneho infarktu myokardu (AIM)","REN","DE","ks",{"v":0.1,"d":"10.00%"},17.07,17.07,{"v":0,"d":"0.00"},{"v":0,"d":"0.0000%"},{"v":0,"d":"0.00"},"A","INT",30062000]
[3764,{"$nulls":3},"K10 Oprava pomôcok skupiny K","podľa cenovej kalkulácie doloženej k lekárskemu poukazu",{"$nulls":10},0,0]
[3765,"K10","Z","K10119","Oprava pomôcok skupiny K","podľa cenovej kalkulácie doloženej k lekárskemu poukazu",{"$nulls":3},{"v":0,"d":"0.00%"},null,{"v":0,"d":"0.00"},{"$nulls":3},"I"]
[3766,{"$nulls":3},"L1 Vozík mechanický"]
[3767,{"$nulls":3},"L1.1 Vozík mechanický, skladací, oceľový",{"$nulls":11},233.28,"ks"]
[3768,"L1.1",null,"L87583","Vozík mechanický Breezy UniX",null,"SUN","DE","ks",{"v":0.1,"d":"10.00%"},{"v":211.2,"d":"211.20"},{"v":211.2,"d":"211.20"},{"v":0,"d":"0.00"},{"v":0,"d":"0.0000%"},{"v":0,"d":"0.00"},"I","ZP,RHB,OPR",87142000]
[3769,"L1.1",null,"L81518","700.10 Standard","šírka sedu 42- 46 cm, nosnosť  120 kg, hmotnosť 18 kg","VAS","IT","ks",{"v":0.1,"d":"10.00%"},224.78,224.78,{"v":0,"d":"0.00"},{"v":0,"d":"0.0000%"},{"v":0,"d":"0.00"},"I","ZP,RHB,OPR",8713]
[3770,"L1.1",null,"L75060","MINOS Cronos","šírka sedu 36,40,44,48 cm, nosnosť 120 kg, hmotnosť 14,9 kg","M97","ES","ks",{"v":0.1,"d":"10.00%"},225.18,225.18,{"v":0,"d":"0.00"},{"v":0,"d":"0.0000%"},{"v":0,"d":"0.00"},"I","ZP,RHB,OPR",8713]
[3771,"L1.1",null,"L39697","MEYRA TYP 3600","šírka sedu 38-48 cm, nosnosť do 120 kg, hmotnosť 19 kg","MEY","DE","ks",{"v":0.1,"d":"10.00%"},227.65,227.65,{"v":0,"d":"0.00"},{"v":0,"d":"0.0000%"},{"v":0,"d":"0.00"},"I","ZP,RHB,OPR",8713]
[3772,"L1.1",null,"L93719","Vozík invalidný oceľový H011","šírka sedu: 43-48 cm, nosnosť 115 kg, hmotnosť 17 kg","TIG","PL","ks",{"v":0.1,"d":"10.00%"},{"v":230,"d":"230.00"},{"v":230,"d":"230.00"},{"v":0,"d":"0.00"},{"v":0,"d":"0.0000%"},{"v":0,"d":"0.00"},"I","ZP,RHB,OPR",8713]
[3773,"L1.1",null,"L80125","S-ECO 2","šírka sedu 37-49 cm, nosnosť 125 kg, hmotnosť 18,5 kg","B-B","DE","ks",{"v":0.1,"d":"10.00%"},230.25,230.25,{"v":0,"d":"0.00"},{"v":0,"d":"0.0000%"},{"v":0,"d":"0.00"},"I","ZP,RHB,OPR",8713]
[3774,"L1.1",null,"L90540","Vozík invalidný mechanický JazzS50","šírka sedu 39-50cm, nosnosť 120kg, hmotnosť 19kg","VEK","PL","ks",{"v":0.1,"d":"10.00%"},232.29,232.29,{"v":0,"d":"0.00"},{"v":0,"d":"0.0000%"},{"v":0,"d":"0.00"},"I","ZP,RHB,OPR",8713]
[3775,"L1.1",null,"L89872","Vozík toaletný invalidný skladací oceľový FS 681","nosnosť 100 kg, hmotnosť19,6 kg, šírka sedu 45 cm","FOS","CN","ks",{"v":0.1,"d":"10.00%"},232.29,232.29,{"v":0,"d":"0.00"},{"v":0,"d":"0.0000%"},{"v":0,"d":"0.00"},"I","ZP,RHB,OPR",90211010]
[3776,"L1.1",null,"L88431","Mechanický invalidný vozík ARDEA, model CB1xx","základný, farebný rám, pevné kolesá","MOJ","IT","ks",{"v":0.1,"d":"10.00%"},232.32,232.32,{"v":0,"d":"0.00"},{"v":0,"d":"0.0000%"},{"v":0,"d":"0.00"},"I","ZP,RHB,OPR",8713]
[3777,"L1.1",null,"L91857","Vozík invalidný mechanický ŠTANDARD","skladací,VCWK42L, šírka sedu 41,45, 50 cm, nosnosť 120 kg, hmotnosť 17 kg","MDH","PL","ks",{"v":0.1,"d":"10.00%"},232.32,232.32,{"v":0,"d":"0.00"},{"v":0,"d":"0.0000%"},{"v":0,"d":"0.00"},"I","ZP,RHB,OPR",8713]
[3778,"L1.1",null,"L88015","vozík mechanický M 9050","skladací rám","MEY","DE","ks",{"v":0.1,"d":"10.00%"},232.41,232.41,{"v":0,"d":"0.00"},{"v":0,"d":"0.0000%"},{"v":0,"d":"0.00"},"I","ZP,RHB,OPR",8713]
[3779,"L1.1",null,"L94238","Vozík mechanický S218-24 WHD","nosnosť 100 kg pri šírke sedu 43 a 46 cm, 130 kg pri 48 a 51 cm","AVV","SI","ks",{"v":0.1,"d":"10.00%"},233.01,233.01,{"v":0,"d":"0.00"},{"v":0,"d":"0.0000%"},{"v":0,"d":"0.00"},"I","ZP,RHB,OPR",8713]
[3780,"L1.1",null,"L65373","CLASSIC DF","šírka sedu 41- 51 cm, nosnosť 120 kg, hmotnosť 19 kg","TLP","FR","ks",{"v":0.1,"d":"10.00%"},233.26,233.26,{"v":0,"d":"0.00"},{"v":0,"d":"0.0000%"},{"v":0,"d":"0.00"},"I","ZP,RHB,OPR",8713]
[3781,"L1.1",null,"L37788","SUR 40-47","šírka sedu 40-47cm, nosnosť 120 kg, hmotnosť 19 kg","PAT","CZ","ks",{"v":0.1,"d":"10.00%"},233.26,233.26,{"v":0,"d":"0.00"},{"v":0,"d":"0.0000%"},{"v":0,"d":"0.00"},"I","ZP,RHB,OPR",8713]
[3782,"L1.1",null,"L88432","Mechanický invalidný vozík ARDEA, model CB3xx","základný, chrómový rám, pevné kolesá, zdvojený nosný kríž","MOJ","IT","ks",{"v":0.1,"d":"10.00%"},233.28,233.28,{"v":0,"d":"0.00"},{"v":0,"d":"0.0000%"},{"v":0,"d":"0.00"},"I","ZP,RHB,OPR",8713]
[3783,"L1.1","Z","L92078","vozík mechanický Action 1NG","šírka sedu 41 - 51 cm ( + 20,5 cm), skladací, nosnosť 127 kg, hmotnosť 16,5","IVD","FR","ks",{"v":0.1,"d":"10.00%"},233.28,233.28,{"v":0,"d":"0.00"},{"v":0,"d":"0.0000%"},{"v":0,"d":"0.00"},"I","ZP,RHB,OPR",8713]
[3784,"L1.1",null,"L37789","SUR 50-60","šírka sedu 50-65 cm, nosnosť  150 kg, hmotnosť 21 kg","PAT","CZ","ks",{"v":0.1,"d":"10.00%"},379.72,233.28,146.44,{"v":0.385653,"d":"38.5653%"},{"v":0,"d":"0.00"},"S","ZP,RHB,OPR",8713]
[3785,{"$nulls":3},"L1.2 Vozík mechanický, skladací, odľahčený",{"$nulls":11},415.26,"ks"]
[3786,"L1.2",null,"L91306","Vozík mechanický SM-802.2","nosnosť do 115kg, hmotnosť 15 kg, šírka sedačky 41/43/46/49cm","KPM","TW","ks",{"v":0.1,"d":"10.00%"},233.28,233.28,{"v":0,"d":"0.00"},{"v":0,"d":"0.0000%"},{"v":0,"d":"0.00"},"I","ZP,RHB,OPR",90214000]
[3787,"L1.2",null,"L81519","500.10 Vozík mechanický ľahký","šírka sedu 42- 46 cm, nosnosť  100 kg, hmotnosť 15 kg","VAS","IT","ks",{"v":0.1,"d":"10.00%"},296.12,296.12,{"v":0,"d":"0.00"},{"v":0,"d":"0.0000%"},{"v":0,"d":"0.00"},"I","ZP,RHB,OPR",8713]
[3788,"L1.2",null,"L92626","Vozík invalidný mechanický JazzS50Light","skladací, nosnosť 120 kg, váha 15kg, šírka sedu 39-50 cm","VEK","PL","ks",{"v":0.1,"d":"10.00%"},{"v":297,"d":"297.00"},{"v":297,"d":"297.00"},{"v":0,"d":"0.00"},{"v":0,"d":"0.0000%"},{"v":0,"d":"0.00"},"I","ZP,RHB,OPR",8713]
[3789,"L1.2",null,"L65374","CLASSIC - LIGHT","šírka sedu 41-51 cm, nosnosť 120 kg, hmotnosť 15,5kg","TLP","FR","ks",{"v":0.1,"d":"10.00%"},297.77,297.77,{"v":0,"d":"0.00"},{"v":0,"d":"0.0000%"},{"v":0,"d":"0.00"},"I","ZP,RHB,OPR",8713]
[3790,"L1.2",null,"L89373","Vozík invalidný mechanický S-Eco 300","skladací, šírka sedu 37-52 cm, nosnosť 125 kg, váha 17,7 kg, posun ťažiska","B+B","DE","ks",{"v":0.1,"d":"10.00%"},298.32,298.32,{"v":0,"d":"0.00"},{"v":0,"d":"0.0000%"},{"v":0,"d":"0.00"},"I","ZP,RHB,OPR",8713]
[3791,"L1.2",null,"L91309","Vozík mechanický S-Ergo 115","nosnosť do 115 kg, šírka sedačky 41/46 cm","KMP","TW","ks",{"v":0.1,"d":"10.00%"},351.53,351.53,{"v":0,"d":"0.00"},{"v":0,"d":"0.0000%"},{"v":0,"d":"0.00"},"I","ZP,RHB,OPR",90214000]
[3792,"L1.2",null,"L69139","FS 908A","šírka sedu 41-51cm,  nosnosť 120 kg, hmotnosť 17 kg","FOS","CN","ks",{"v":0.1,"d":"10.00%"},355.96,355.96,{"v":0,"d":"0.00"},{"v":0,"d":"0.0000%"},{"v":0,"d":"0.00"},"I","ZP,RHB,OPR",8713]
[3793,"L1.2",null,"L93720","Vozík invalidný hliníkový FS908LJQ","mechanický, s fixačným pásom, šírka sedu: 41-51 cm, nosnosť 100 kg, hmotnosť 13,6 kg","TIG","PL","ks",{"v":0.1,"d":"10.00%"},{"v":379,"d":"379.00"},{"v":379,"d":"379.00"},{"v":0,"d":"0.00"},{"v":0,"d":"0.0000%"},{"v":0,"d":"0.00"},"I","ZP,RHB,OPR",8713]
[3794,"L1.2",null,"L69910","Start Basic","šírka sedu 38-45,5 cm, nosnosť 125 kg, hmotnosť 16,6kg","OTO","DE","ks",{"v":0.1,"d":"10.00%"},389.57,389.57,{"v":0,"d":"0.00"},{"v":0,"d":"0.0000%"},{"v":0,"d":"0.00"},"I","ZP,RHB,OPR",8713]
[3795,"L1.2",null,"L89017","Vozík invalidný mechanický V100","odľahčený, skladací, nosnosť 130 kg","VEK","PL","ks",{"v":0.1,"d":"10.00%"},393.36,393.36,{"v":0,"d":"0.00"},{"v":0,"d":"0.0000%"},{"v":0,"d":"0.00"},"I","ZP,RHB,OPR",8713]
[3796,"L1.2",null,"L53006","TP GR 101","šírka sedu 36-53 cm, nosnosť 100 kg","NUO","IT","ks",{"v":0.1,"d":"10.00%"},396.13,396.13,{"v":0,"d":"0.00"},{"v":0,"d":"0.0000%"},{"v":0,"d":"0.00"},"I","ZP,RHB,OPR",8713]
[3797,"L1.2",null,"L91311","Vozík mechanický KM-2501","nosnosť 100kg, hmotnosť 8kg, šírka sedačky 41/46cm","KPM","TW","ks",{"v":0.1,"d":"10.00%"},{"v":400,"d":"400.00"},{"v":400,"d":"400.00"},{"v":0,"d":"0.00"},{"v":0,"d":"0.0000%"},{"v":0,"d":"0.00"},"I","ZP,RHB,OPR",90214000]
[3798,"L1.2",null,"L91308","Vozík mechanický S-Ergo 305","nosnosť do 115kg, hmotnosť 13kg, šírka sedačky 41/43/46cm","KPM","TW","ks",{"v":0.1,"d":"10.00%"},{"v":400,"d":"400.00"},{"v":400,"d":"400.00"},{"v":0,"d":"0.00"},{"v":0,"d":"0.0000%"},{"v":0,"d":"0.00"},"I","ZP,RHB,OPR",90214000]
[3799,"L1.2",null,"L92206","Vozík invalidný mechanický ALUMINIUM","model VCWK9AL, skladací, šírka sedu 40,45, 50 cm, nosnosť 140 kg, hmotnosť 16 kg","MDH","PL","ks",{"v":0.1,"d":"10.00%"},410.52,410.52,{"v":0,"d":"0.00"},{"v":0,"d":"0.0000%"},{"v":0,"d":"0.00"},"I","ZP,RHB,OPR",8713]
[3800,"L1.2",null,"L90100","Pyro Light kombi","Vozík mechanický, skladací, odľahčený","B-B","DE","ks",{"v":0.1,"d":"10.00%"},413.95,413.95,{"v":0,"d":"0.00"},{"v":0,"d":"0.0000%"},{"v":0,"d":"0.00"},"I","ZP,RHB,OPR",8713]
[3801,"L1.2",null,"L91858","Vozík invalidný mechanický ACTIVE SPORT","skladací, šírka sedu 38,40,45 cm, nosnosť 115 kg, hmotnosť 14 kg, rýchloupínacie osky","MDH","PL","ks",{"v":0.1,"d":"10.00%"},414.48,414.48,{"v":0,"d":"0.00"},{"v":0,"d":"0.0000%"},{"v":0,"d":"0.00"},"I","ZP,RHB,OPR",8713]
[3802,"L1.2",null,"L91310","Vozík mechanický S-Ergo 125","polohovateľné lakť. opierky, nosnosť 115 kg, šírka sedačky 41/46 cm","KMP","TW","ks",{"v":0.1,"d":"10.00%"},414.48,414.48,{"v":0,"d":"0.00"},{"v":0,"d":"0.0000%"},{"v":0,"d":"0.00"},"I","ZP,RHB,OPR",90214000]
[3803,"L1.2",null,"L94264","Vozík mechanický Dupont Primeo","nosnosť 100 kg, šírka sedu 39 - 48 cm","DUP","FR","ks",{"v":0.1,"d":"10.00%"},415.01,415.01,{"v":0,"d":"0.00"},{"v":0,"d":"0.0000%"},{"v":0,"d":"0.00"},"I","ZP,RHB,OPR",8713]
[3804,"L1.2",null,"L70082","ACTION 2000","šírka sedu 38 - 45 cm, nosnosť 120 kg, hmotnosť 14,5 kg","IVD","DE","ks",{"v":0.1,"d":"10.00%"},415.26,415.26,{"v":0,"d":"0.00"},{"v":0,"d":"0.0000%"},{"v":0,"d":"0.00"},"I","ZP,RHB,OPR",8713]
[3805,"L1.2","Z","L75061","MINOS Irati","šírka sedu 36,40,44,48 cm, váha 14 kg, nosnosť 125 kg, rýchloupínacie osky, AL rám","M97","ES","ks",{"v":0.1,"d":"10.00%"},415.26,415.26,{"v":0,"d":"0.00"},{"v":0,"d":"0.0000%"},{"v":0,"d":"0.00"},"I","ZP,RHB,OPR",8713]
[3806,{"$nulls":3},"L2 Vozík mechanický špeciálne upravený"]
[3807,{"$nulls":3},"L2.1 Vozík mechanický špeciálne upravený, polohovateľný"]
[3808,{"$nulls":3},"L2.1.1 Vozík mechanický špeciálne upravený, polohovateľný, čiastočne",{"$nulls":11},661.58,"ks"]
[3809,"L2.1.1",null,"L65375","CLASIC Evolutions","šírka sedu 41-51cm, nosnosť  120 kg, hmotnosť 19kg","TLP","FR","ks",{"v":0.1,"d":"10.00%"},349.31,349.31,{"v":0,"d":"0.00"},{"v":0,"d":"0.0000%"},{"v":0,"d":"0.00"},"I","ZP,RHB,OPR",8713]
[3810,"L2.1.1",null,"L93718","Vozík invalidný hliníkový ALH 008","mechanický, šírka sedu 46 cm, nosnosť 100 kg, hmotnosť 20,3 kg","TIG","PL","ks",{"v":0.1,"d":"10.00%"},{"v":607,"d":"607.00"},{"v":607,"d":"607.00"},{"v":0,"d":"0.00"},{"v":0,"d":"0.0000%"},{"v":0,"d":"0.00"},"I","ZP,RHB,OPR",8713]
[3811,"L2.1.1",null,"L90542","Vozík invalidný mechanický 750","šírka sedu 39-50cm, nosnosť 120kg, hmotnosť 19kg","VEK","PL","ks",{"v":0.1,"d":"10.00%"},658.02,658.02,{"v":0,"d":"0.00"},{"v":0,"d":"0.0000%"},{"v":0,"d":"0.00"},"I","ZP,RHB,OPR",8713]
[3812,"L2.1.1",null,"L93863","START M2 EFFECT","šírka sedu 38 - 50,5cm, nosnosť do 125 kg, hmotnosť 15 kg","OTO","DE","ks",{"v":0.1,"d":"10.00%"},{"v":659.8,"d":"659.80"},{"v":659.8,"d":"659.80"},{"v":0,"d":"0.00"},{"v":0,"d":"0.0000%"},{"v":0,"d":"0.00"},"I","ZP,RHB,OPR",8713]
[3813,"L2.1.1",null,"L92627","Vozík invalidný mechanický V30030","polohovateľný, nosnosť 130 kg, váha 17kg, šírka sedu 39-50cm","VEK","PL","ks",{"v":0.1,"d":"10.00%"},{"v":660,"d":"660.00"},{"v":660,"d":"660.00"},{"v":0,"d":"0.00"},{"v":0,"d":"0.0000%"},{"v":0,"d":"0.00"},"I","ZP,RHB,OPR",8713]
[3814,"L2.1.1",null,"L70430","Meyra","šírka sedu 40 - 48 cm, nosnosť 120 kg, hmotnosť 26 kg","MEY","DE","ks",{"v":0.1,"d":"10.00%"},661.58,661.58,{"v":0,"d":"0.00"},{"v":0,"d":"0.0000%"},{"v":0,"d":"0.00"},"I","ZP,RHB,OPR",8713]
[3815,"L2.1.1","Z","L53890","SUR 38 - 47","šírka sedu 38 -47 cm, nosnosť 120 kg, hmotnosť 24,5 kg","PAT","CZ","ks",{"v":0.1,"d":"10.00%"},661.58,661.58,{"v":0,"d":"0.00"},{"v":0,"d":"0.0000%"},{"v":0,"d":"0.00"},"I","ZP,RHB,OPR",8713]
[3816,"L2.1.1",null,"L76757","Polaro 2","nosnosť 120 kg,  hmotnosť 18 kg, šírka sedu 43-48 cm","M-O","DE","ks",{"v":0.1,"d":"10.00%"},938.85,661.58,277.27,{"v":0.295329,"d":"29.5329%"},{"v":0,"d":"0.00"},"S","ZP,RHB,OPR",8713]
[3817,{"$nulls":3},"L2.1.2 Vozík mechanický špeciálne upravený, polohovateľný v celosti",{"$nulls":11},1469.31,"ks"]
[3818,"L2.1.2",null,"L90099","Vozík invalidný mechanický Protego","s bubnovými brzdami, hmotnosť 34,8 kg, nosnosť 130 kg, šírka sedu 39 - 51,5 cm","B-B","DE","ks",{"v":0.1,"d":"10.00%"},{"v":1122,"d":"1,122.00"},{"v":1122,"d":"1,122.00"},{"v":0,"d":"0.00"},{"v":0,"d":"0.0000%"},{"v":0,"d":"0.00"},"I","ZP,RHB,OPR",8317]
[3819,"L2.1.2",null,"L88011","vozík mechanický celopolohovateľný  M 9072","multifunkčný, pevný rám","MEY","DE","ks",{"v":0.1,"d":"10.00%"},{"v":1185.77,"d":"1,185.77"},{"v":1185.77,"d":"1,185.77"},{"v":0,"d":"0.00"},{"v":0,"d":"0.0000%"},{"v":0,"d":"0.00"},"I","ZP,RHB,OPR",8713]
[3820,"L2.1.2",null,"L64691","TP - GR 212","šírka sedu 40, 45 cm, hmotnosť 33 kg, nosnosť 100 kg","NUO","IT","ks",{"v":0.1,"d":"10.00%"},{"v":1235.92,"d":"1,235.92"},{"v":1235.92,"d":"1,235.92"},{"v":0,"d":"0.00"},{"v":0,"d":"0.0000%"},{"v":0,"d":"0.00"},"I","ZP,RHB,OPR",8713]
[3821,"L2.1.2",null,"L89478","Vozík polohovateľný SERENA","Nosnosť 130kg, multifunkčné stupačky, opierka hlavy, výškovo nastaviteľné opierky rúkj","DEZ","DE","ks",{"v":0.1,"d":"10.00%"},{"v":1235.92,"d":"1,235.92"},{"v":1235.92,"d":"1,235.92"},{"v":0,"d":"0.00"},{"v":0,"d":"0.0000%"},{"v":0,"d":"0.00"},"I","ZP,RHB,OPR",8713]
[3822,"L2.1.2",null,"L93140","Vozík invalidný mechanický polohovací SPECIAL","skladací, šírka sedu 36 - 50 cm, nosnosť 136 kg, hmotnosť 42 kg, model VCWK7CP.","MDH","PL","ks",{"v":0.1,"d":"10.00%"},{"v":1386,"d":"1,386.00"},{"v":1386,"d":"1,386.00"},{"v":0,"d":"0.00"},{"v":0,"d":"0.0000%"},{"v":0,"d":"0.00"},"I","ZP,RHB,OPR",8713]
[3823,"L2.1.2",null,"L70083","REA CLEMATIS","šírka sedu 39-49 cm, nosnosť 125 kg, hmotnosť 30 kg","IVD","DE","ks",{"v":0.1,"d":"10.00%"},{"v":1391.21,"d":"1,391.21"},{"v":1391.21,"d":"1,391.21"},{"v":0,"d":"0.00"},{"v":0,"d":"0.0000%"},{"v":0,"d":"0.00"},"I","ZP,RHB,OPR",8713]
[3824,"L2.1.2",null,"L74124","TRITON","šírka sedu 36-48 cm, nosnosť 125 kg, hmotnosť 36,4 kg","B-B","DE","ks",{"v":0.1,"d":"10.00%"},{"v":1399.77,"d":"1,399.77"},{"v":1399.77,"d":"1,399.77"},{"v":0,"d":"0.00"},{"v":0,"d":"0.0000%"},{"v":0,"d":"0.00"},"I","ZP,RHB,OPR",8713]
[3825,"L2.1.2",null,"L91859","Vozík invalidný detský RELAX","skladací, VCWR211R, šírka sedu 34,38 cm, nosnosť 90 kg, hmotnosť 22,8 kg.","MDH","PL","ks",{"v":0.1,"d":"10.00%"},{"v":1429.56,"d":"1,429.56"},{"v":1429.56,"d":"1,429.56"},{"v":0,"d":"0.00"},{"v":0,"d":"0.0000%"},{"v":0,"d":"0.00"},"I","ZP,RHB,OPR",8713]
[3826,"L2.1.2",null,"L89016","Vozík invalidný mechanický INOVYS","polohovací, skladací, nosnosť 135 kg","VEK","PL","ks",{"v":0.1,"d":"10.00%"},{"v":1432.2,"d":"1,432.20"},{"v":1432.2,"d":"1,432.20"},{"v":0,"d":"0.00"},{"v":0,"d":"0.0000%"},{"v":0,"d":"0.00"},"I","ZP,RHB,OPR",8713]
[3827,"L2.1.2",null,"L90527","Vozík ortopedický Sirio","hmotnosť 14,9 kg, nosnosť 120 kg, šírka sedu 34 - 56 cm","OFC","IT","ks",{"v":0.1,"d":"10.00%"},{"v":1459.31,"d":"1,459.31"},{"v":1459.31,"d":"1,459.31"},{"v":0,"d":"0.00"},{"v":0,"d":"0.0000%"},{"v":0,"d":"0.00"},"I","ZP,RHB,OPR",8713]
[3828,"L2.1.2",null,"L72057","Breezy RELAX","šírka sedu 37-50cm, nosnosť 140kg, hmotnosť 37kg","SUN","DE","ks",{"v":0.1,"d":"10.00%"},{"v":1459.92,"d":"1,459.92"},{"v":1459.92,"d":"1,459.92"},{"v":0,"d":"0.00"},{"v":0,"d":"0.0000%"},{"v":0,"d":"0.00"},"I","ZP,RHB,OPR",8713]
[3829,"L2.1.2",null,"L65413","NETTI III","šírka sedu 35-55 cm, nosnosť 125 kg, hmotnosť 30 kg","ARP","PL","ks",{"v":0.1,"d":"10.00%"},{"v":1469.31,"d":"1,469.31"},{"v":1469.31,"d":"1,469.31"},{"v":0,"d":"0.00"},{"v":0,"d":"0.0000%"},{"v":0,"d":"0.00"},"I","ZP,RHB,OPR",8713]
[3830,"L2.1.2","Z","L91911","Viacúčelový polohovateľný vozík MARCUS","šírka sedu od 38 do 52 cm, nosnosť 120 kg","ATG","IT","ks",{"v":0.1,"d":"10.00%"},{"v":1469.31,"d":"1,469.31"},{"v":1469.31,"d":"1,469.31"},{"v":0,"d":"0.00"},{"v":0,"d":"0.0000%"},{"v":0,"d":"0.00"},"I","ZP,RHB,OPR",8713]
[3831,{"$nulls":3},"L2.2 Vozík mechanický špeciálne upraviteľný na mieru, poloaktívny",{"$nulls":11},1194.52,"ks"]
[3832,"L2.2",null,"L75062","MINOS Trendy","šírka sedenia 40,44,48 cm, nosnosť 125 kg, váha 15,6 kg, adaptér zadných kolies, ALU rám","M97","ES","ks",{"v":0.1,"d":"10.00%"},382.59,382.59,{"v":0,"d":"0.00"},{"v":0,"d":"0.0000%"},{"v":0,"d":"0.00"},"I","ZP,RHB,OPR",8713]
[3833,"L2.2",null,"L70429","EURO CHAIR  Basic 1751","šírka sedu 38-48 cm, nosnosť  120 kg, hmotnosť 16kg","MEY","DE","ks",{"v":0.1,"d":"10.00%"},389.57,389.57,{"v":0,"d":"0.00"},{"v":0,"d":"0.0000%"},{"v":0,"d":"0.00"},"I","ZP,RHB,OPR",8713]
[3834,"L2.2",null,"L80699","Progeo Basic Light","šírka 39-45 cm, nosnosť 120 kg, hmotnosť 13 kg","RHT","IT","ks",{"v":0.1,"d":"10.00%"},447.27,447.27,{"v":0,"d":"0.00"},{"v":0,"d":"0.0000%"},{"v":0,"d":"0.00"},"I","ZP,RHB,OPR",8713]
[3835,"L2.2",null,"L87874","Vozík mechanický Pyro light OPTIMA","skladací","B-B","DE","ks",{"v":0.1,"d":"10.00%"},447.27,447.27,{"v":0,"d":"0.00"},{"v":0,"d":"0.0000%"},{"v":0,"d":"0.00"},"I","ZP,RHB,OPR",8713200010]
[3836,"L2.2",null,"L89372","Vozík invalidný mechanický Pyro start plus +","skladací, šírka sedu 37-52 cm, nosnosť 125 kg, váha 14,6 kg, súčasťou je AD sedačka","B-B","DE","ks",{"v":0.1,"d":"10.00%"},477.84,477.84,{"v":0,"d":"0.00"},{"v":0,"d":"0.0000%"},{"v":0,"d":"0.00"},"I","ZP,RHB,OPR",8713]
[3837,"L2.2",null,"L94023","Vozík invalidný mechanický ACTIVE PLUS","skladací, šírka sedu 38,40,45 cm, nosnosť 115 kg, hmotnosť 14 kg, rýchloupínacie osky","MDH","PL","ks",{"v":0.1,"d":"10.00%"},485.76,485.76,{"v":0,"d":"0.00"},{"v":0,"d":"0.0000%"},{"v":0,"d":"0.00"},"I","ZP,RHB,OPR",8713]
[3838,"L2.2",null,"L70428","Eurochair Vario","šírka sedu 38-53 cm, nosnosť 120 kg, hmotnosť 15,5 kg","MEY","DE","ks",{"v":0.1,"d":"10.00%"},488.47,488.47,{"v":0,"d":"0.00"},{"v":0,"d":"0.0000%"},{"v":0,"d":"0.00"},"I","ZP,RHB,OPR",8713]
[3839,"L2.2",null,"L83111","Breezy BasiX","šírka sedu 38-52 cm, nosnosť 125 kg, hmotnosť 14,9 kg","SUN","DE","ks",{"v":0.1,"d":"10.00%"},564.43,564.43,{"v":0,"d":"0.00"},{"v":0,"d":"0.0000%"},{"v":0,"d":"0.00"},"I","ZP,RHB,OPR",87142000]
[3840,"L2.2",null,"L94240","Vozík mechanický 348-23","nosnosť 100 kg pri šírke sedu 40 a 46 cm, 130 kg pri 51 cm","AVV","SI","ks",{"v":0.1,"d":"10.00%"},567.01,567.01,{"v":0,"d":"0.00"},{"v":0,"d":"0.0000%"},{"v":0,"d":"0.00"},"I","ZP,RHB,OPR",8713]
[3841,"L2.2",null,"L88565","Vozík invalidný mechanický ARDEA CA7 odľahčený","hlin. rám, odnímateľné kolesá, oporné kolieska","MOJ","IT","ks",{"v":0.1,"d":"10.00%"},628.32,628.32,{"v":0,"d":"0.00"},{"v":0,"d":"0.0000%"},{"v":0,"d":"0.00"},"I","ZP,RHB,OPR",8713]
[3842,"L2.2",null,"L94239","Vozík mechanický 318-23","nosnosť 100 kg pri šírke sedu 40 a 46 cm, 130 kg pri 51 cm","AVV","SI","ks",{"v":0.1,"d":"10.00%"},639.57,639.57,{"v":0,"d":"0.00"},{"v":0,"d":"0.0000%"},{"v":0,"d":"0.00"},"I","ZP,RHB,OPR",8713]
[3843,"L2.2",null,"L88010","vozík mechanický odľahčený  M 3940","skladací rám","MEY","DE","ks",{"v":0.1,"d":"10.00%"},739.93,739.93,{"v":0,"d":"0.00"},{"v":0,"d":"0.0000%"},{"v":0,"d":"0.00"},"I","ZP,RHB,OPR",8713]
[3844,"L2.2",null,"L93862","START M1 INTRO","šírka sedu 40,5 - 50,5cm, nosnosť do 125 kg, hmotnosť 15 Kg","OTO","DE","ks",{"v":0.1,"d":"10.00%"},744.82,744.82,{"v":0,"d":"0.00"},{"v":0,"d":"0.0000%"},{"v":0,"d":"0.00"},"I","ZP,RHB,OPR",8713]
[3845,"L2.2",null,"L93865","START M6 JUNIOR","šírka sedu 28 - 38 cm, nosnosť do 90 kg, hmotnosť 15 Kg","OTO","DE","ks",{"v":0.1,"d":"10.00%"},744.82,744.82,{"v":0,"d":"0.00"},{"v":0,"d":"0.0000%"},{"v":0,"d":"0.00"},"I","ZP,RHB,OPR",8713]
[3846,"L2.2",null,"L20581","TANGO","šírka sedu 30-47cm, nosnosť 90 kg, hmotnosť 13 kg","KRY","CZ","ks",{"v":0.1,"d":"10.00%"},746.94,746.94,{"v":0,"d":"0.00"},{"v":0,"d":"0.0000%"},{"v":0,"d":"0.00"},"I","ZP,RHB,OPR",8713]
[3847,"L2.2",null,"L89389","Vozík invalidný mechanický Pyro light Optima XL","skladací, nosnosť 170 kg, rýchloupínacie osky, posun ťažiska","B-B","DE","ks",{"v":0.1,"d":"10.00%"},749.76,749.76,{"v":0,"d":"0.00"},{"v":0,"d":"0.0000%"},{"v":0,"d":"0.00"},"I","ZP,RHB,OPR",8713]
[3848,"L2.2",null,"L83112","Breezy RubiX","šírka sedu 38-60 cm, nosnosť 125 kg, hmotnosť 15,4 kg","SUN","DE","ks",{"v":0.1,"d":"10.00%"},793.06,793.06,{"v":0,"d":"0.00"},{"v":0,"d":"0.0000%"},{"v":0,"d":"0.00"},"I","ZP,RHB,OPR",87142000]
[3849,"L2.2",null,"L90541","Vozík invalidný mechanický V300","šírka sedu 39-60cm, nosnosť 175kg, hmotnosť 14,5kg","VEK","PL","ks",{"v":0.1,"d":"10.00%"},{"v":795.3,"d":"795.30"},{"v":795.3,"d":"795.30"},{"v":0,"d":"0.00"},{"v":0,"d":"0.0000%"},{"v":0,"d":"0.00"},"I","ZP,RHB,OPR",8713]
[3850,"L2.2",null,"L90520","Vozík ortopedický Children","hmotnosť 14 kg, nosnosť 100 kg, šírka sedu 24 - 36 cm","OFC","IT","ks",{"v":0.1,"d":"10.00%"},898.23,898.23,{"v":0,"d":"0.00"},{"v":0,"d":"0.0000%"},{"v":0,"d":"0.00"},"I","ZP,RHB,OPR",8713]
[3851,"L2.2",null,"L84032","Vozík mechanický skladací Quickie HeliX","semi-aktívný s nastaviteľ. ťažiskom + príslušenstvo","SUN","DE","ks",{"v":0.1,"d":"10.00%"},900.24,900.24,{"v":0,"d":"0.00"},{"v":0,"d":"0.0000%"},{"v":0,"d":"0.00"},"I","ZP,RHB,OPR",87142000]
[3852,"L2.2",null,"L60884","BASIC","šírka sedu 36-48 cm, nosnosť 120 kg, hmotnosť 13 kg","RHT","IT","ks",{"v":0.1,"d":"10.00%"},901.23,901.23,{"v":0,"d":"0.00"},{"v":0,"d":"0.0000%"},{"v":0,"d":"0.00"},"I","ZP,RHB,OPR",8713]
[3853,"L2.2",null,"L84199","START M3 HEMI / QUADRU","Vozík s jednoručným pohonom, alebo s úchop. obručami s výstupkami, š.sedu 38-50 cm, nosnosť 125 kg, hm. 15,5 kg","OTO","DE","ks",{"v":0.1,"d":"10.00%"},901.23,901.23,{"v":0,"d":"0.00"},{"v":0,"d":"0.0000%"},{"v":0,"d":"0.00"},"I","ZP,RHB,OPR",8713]
[3854,"L2.2",null,"L76756","Eurochair HEMI","šírka sedu 38-53 cm, nosnosť 120 kg, hmotnosť 15 kg","M-O","DE","ks",{"v":0.1,"d":"10.00%"},959.93,959.93,{"v":0,"d":"0.00"},{"v":0,"d":"0.0000%"},{"v":0,"d":"0.00"},"I","ZP,RHB,OPR",8713]
[3855,"L2.2",null,"L76760","Avanti","šírka sedu 38-48cm, nosnosť125 kg, hmotnosť 13 kg","M-O","DE","ks",{"v":0.1,"d":"10.00%"},973.57,973.57,{"v":0,"d":"0.00"},{"v":0,"d":"0.0000%"},{"v":0,"d":"0.00"},"I","ZP,RHB,OPR",8713]
[3856,"L2.2",null,"L93726","Vozík invalidný mechanický SONNY","skladací, detský vozík na mieru, šírka sedu 30 - 47 cm, nosnosť 100 kg, hmotnosť 11,6 kg","KRY","CZ","ks",{"v":0.1,"d":"10.00%"},{"v":990,"d":"990.00"},{"v":990,"d":"990.00"},{"v":0,"d":"0.00"},{"v":0,"d":"0.0000%"},{"v":0,"d":"0.00"},"I","ZP,RHB,OPR",8713]
[3857,"L2.2",null,"L68730","ACTION 3","šírka sedu 38-50,5 cm, nosnosť 125 kg, hmotnosť 14,5 kg","IVD","DE","ks",{"v":0.1,"d":"10.00%"},{"v":1010.17,"d":"1,010.17"},{"v":1010.17,"d":"1,010.17"},{"v":0,"d":"0.00"},{"v":0,"d":"0.0000%"},{"v":0,"d":"0.00"},"I","ZP,RHB,OPR",8713]
[3858,"L2.2",null,"L83113","Breezy RubiX XL","šírka sedu 52,56,60 cm, nosnosť 160 kg","SUN","DE","ks",{"v":0.1,"d":"10.00%"},{"v":1096.6,"d":"1,096.60"},{"v":1096.6,"d":"1,096.60"},{"v":0,"d":"0.00"},{"v":0,"d":"0.0000%"},{"v":0,"d":"0.00"},"I","ZP,RHB,OPR",87142000]
[3859,"L2.2",null,"L84198","START M4 XXL","šírka sedu od 43 do 58 cm, nosnosť 160 kg","OTO","DE","ks",{"v":0.1,"d":"10.00%"},{"v":1096.6,"d":"1,096.60"},{"v":1096.6,"d":"1,096.60"},{"v":0,"d":"0.00"},{"v":0,"d":"0.0000%"},{"v":0,"d":"0.00"},"I","ZP,RHB,OPR",87142000]
[3860,"L2.2",null,"L90554","vozík mechanický Avanti Kind","detský skladací","MEY","DE","ks",{"v":0.1,"d":"10.00%"},{"v":1149.72,"d":"1,149.72"},{"v":1149.72,"d":"1,149.72"},{"v":0,"d":"0.00"},{"v":0,"d":"0.0000%"},{"v":0,"d":"0.00"},"I","ZP,RHB,OPR",8713]
[3861,"L2.2",null,"L87875","Vozík mechanický REVOLUTION R1","skladací","B-B","DE","ks",{"v":0.1,"d":"10.00%"},{"v":1174.8,"d":"1,174.80"},{"v":1174.8,"d":"1,174.80"},{"v":0,"d":"0.00"},{"v":0,"d":"0.0000%"},{"v":0,"d":"0.00"},"I","ZP,RHB,OPR",8713200010]
[3862,"L2.2",null,"L81790","MOTUS","adaptívny, odľahčený, hmotnosť 9,8 kg, nastaviteľný, nosnosť 140 kg, krížový rám","OTO","DE","ks",{"v":0.1,"d":"10.00%"},{"v":1190.01,"d":"1,190.01"},{"v":1190.01,"d":"1,190.01"},{"v":0,"d":"0.00"},{"v":0,"d":"0.0000%"},{"v":0,"d":"0.00"},"I","ZP,RHB,OPR",8713]
[3863,"L2.2","Z","L93724","Vozík invalidný mechanický AKTIV S","skladací, šírka sedu 34-47 cm, nosnosť 120 kg, hmotnosť 11,6 kg","KRY","CZ","ks",{"v":0.1,"d":"10.00%"},{"v":1190.01,"d":"1,190.01"},{"v":1190.01,"d":"1,190.01"},{"v":0,"d":"0.00"},{"v":0,"d":"0.0000%"},{"v":0,"d":"0.00"},"I","ZP,RHB,OPR",8713]
[3864,"L2.2",null,"L69853","Meyra X1","šírka sedu 32-46 cm, nosnosť  120 kg, hmotnosť 10,5 kg","MEY","DE","ks",{"v":0.1,"d":"10.00%"},{"v":1834.8,"d":"1,834.80"},{"v":1194.52,"d":"1,194.52"},640.28,{"v":0.348964,"d":"34.8964%"},{"v":0,"d":"0.00"},"S","ZP,RHB,OPR",8713]
[3865,{"$nulls":3},"L2.3 Vozík mechanický špeciálne upravený, aktívny, ultraľahký",{"$nulls":11},1636.88,"ks"]
[3866,"L2.3",null,"L89390","Vozík mechanický REVOLUTION R3","skladací, šírka sedu 32-46 cm, nosnosť 125 kg, váha 9,9 kg","B-B","DE","ks",{"v":0.1,"d":"10.00%"},{"v":1318.68,"d":"1,318.68"},{"v":1318.68,"d":"1,318.68"},{"v":0,"d":"0.00"},{"v":0,"d":"0.0000%"},{"v":0,"d":"0.00"},"I","ZP,RHB, OPR",8713]
[3867,"L2.3",null,"L83704","Avantgarde Teen","detský, krížový rám, š.s.22-36cm, hm.10 kg, nosnosť 90kg","OTO","DE","ks",{"v":0.1,"d":"10.00%"},{"v":1397.73,"d":"1,397.73"},{"v":1397.73,"d":"1,397.73"},{"v":0,"d":"0.00"},{"v":0,"d":"0.0000%"},{"v":0,"d":"0.00"},"I","ZP,RHB, OPR",8713]
[3868,"L2.3",null,"L81791","BRAVO Racer, detský","adaptívny, odľahčený, nosnosť 60 kg, hmotnosť 8,5 kg","OTO","DE","ks",{"v":0.1,"d":"10.00%"},{"v":1397.73,"d":"1,397.73"},{"v":1397.73,"d":"1,397.73"},{"v":0,"d":"0.00"},{"v":0,"d":"0.0000%"},{"v":0,"d":"0.00"},"I","ZP,RHB, OPR",8713]
[3869,"L2.3",null,"L76761","X3","šírka sedu  32-53cm, nosnosť do 150 kg, hmotnosť 10 kg","M-O","DE","ks",{"v":0.1,"d":"10.00%"},{"v":1445.23,"d":"1,445.23"},{"v":1445.23,"d":"1,445.23"},{"v":0,"d":"0.00"},{"v":0,"d":"0.0000%"},{"v":0,"d":"0.00"},"I","ZP,RHB, OPR",8713]
[3870,"L2.3",null,"L93723","Vozík invalidný mechanický IRIS X1","skladací, nastaviteľný na mieru, šírka sedu 36-45 cm, nosnosť 120 kg, hmotnosť 9,9 kg","KRY","CZ","ks",{"v":0.1,"d":"10.00%"},{"v":1590.01,"d":"1,590.01"},{"v":1590.01,"d":"1,590.01"},{"v":0,"d":"0.00"},{"v":0,"d":"0.0000%"},{"v":0,"d":"0.00"},"I","ZP,RHB, OPR",8713]
[3871,"L2.3",null,"L89019","Vozík invalidný mechanický ESCAPE","s krížovým rámom, uľtraľahký, nosnosť 120 kg","VEK","PL","ks",{"v":0.1,"d":"10.00%"},{"v":1600.5,"d":"1,600.50"},{"v":1600.5,"d":"1,600.50"},{"v":0,"d":"0.00"},{"v":0,"d":"0.0000%"},{"v":0,"d":"0.00"},"I","ZP,RHB, OPR",8713]
[3872,"L2.3",null,"L90529","Vozík ortopedický Zodiac","hmotnosť 9,8 kg, nosnosť 120 kg, šírka sedu 36 - 46 cm","OFC","IT","ks",{"v":0.1,"d":"10.00%"},{"v":1606.88,"d":"1,606.88"},{"v":1606.88,"d":"1,606.88"},{"v":0,"d":"0.00"},{"v":0,"d":"0.0000%"},{"v":0,"d":"0.00"},"I","ZP,RHB, OPR",8713]
[3873,"L2.3",null,"L87851","Panthera U2","ultraľahký 8,8 kg, aktívny, nosnosť 150 kg","PNT","SE","ks",{"v":0.1,"d":"10.00%"},{"v":1623.63,"d":"1,623.63"},{"v":1623.63,"d":"1,623.63"},{"v":0,"d":"0.00"},{"v":0,"d":"0.0000%"},{"v":0,"d":"0.00"},"I","ZP,RHB, OPR",8713]
[3874,"L2.3",null,"L87855","Panthera Bambino","detský do 5 rokov, ultraľahký 3,8 kg, aktívny, nosnosť 30 kg","PNT","SE","ks",{"v":0.1,"d":"10.00%"},{"v":1624.83,"d":"1,624.83"},{"v":1624.83,"d":"1,624.83"},{"v":0,"d":"0.00"},{"v":0,"d":"0.0000%"},{"v":0,"d":"0.00"},"I","ZP,RHB, OPR",8713]
[3875,"L2.3",null,"L72793","Sopur Neon","šírka sedu  30-42 cm, nosnosť  140 kg, hmotnosť 9,6 kg","SOP","DE","ks",{"v":0.1,"d":"10.00%"},{"v":1632.84,"d":"1,632.84"},{"v":1632.84,"d":"1,632.84"},{"v":0,"d":"0.00"},{"v":0,"d":"0.0000%"},{"v":0,"d":"0.00"},"I","ZP,RHB, OPR",8713]
[3876,"L2.3",null,"L69869","Sopur QUICKIE ARGON","sed 30-50cm, opierka 25-45 cm,nastavenie ťažiska,výšky a hĺbky sedu,chrbt.opierky,sklonu kolies","SUN","DE","ks",{"v":0.1,"d":"10.00%"},{"v":1634.16,"d":"1,634.16"},{"v":1634.16,"d":"1,634.16"},{"v":0,"d":"0.00"},{"v":0,"d":"0.0000%"},{"v":0,"d":"0.00"},"I","ZP,RHB, OPR",8713]
[3877,"L2.3",null,"L84030","Simba","šírka sedu 22-38 cm, nosnosť 65 kg, hmotnosť 8 kg","SUN","DE","ks",{"v":0.1,"d":"10.00%"},{"v":1635.48,"d":"1,635.48"},{"v":1635.48,"d":"1,635.48"},{"v":0,"d":"0.00"},{"v":0,"d":"0.0000%"},{"v":0,"d":"0.00"},"I","ZP,RHB, OPR",87142000]
[3878,"L2.3",null,"L92207","Vozík invalidný mechanický TORNADO","model MTBWA1, šírka sedu 39,41,43,45 cm, nosnosť 120 kg, hmotnosť 8 kg, pevný rám, skladací preklopením opierky chrbta","MDH","PL","ks",{"v":0.1,"d":"10.00%"},{"v":1635.48,"d":"1,635.48"},{"v":1635.48,"d":"1,635.48"},{"v":0,"d":"0.00"},{"v":0,"d":"0.0000%"},{"v":0,"d":"0.00"},"I","ZP,RHB, OPR",8713]
[3879,"L2.3",null,"L91351","SUPRA","Vozík mechanický aktívny, nosnosť 75 kg","HGG","DE","ks",{"v":0.1,"d":"10.00%"},{"v":1636.8,"d":"1,636.80"},{"v":1636.8,"d":"1,636.80"},{"v":0,"d":"0.00"},{"v":0,"d":"0.0000%"},{"v":0,"d":"0.00"},"I","ZP,RHB, OPR",8713]
[3880,"L2.3",null,"L84740","Avantgarde Ti 8.9","krížový rám, š.s.32-50 cm, hm.8,9 kg, nosnosť 125 kg","OTO","DE","ks",{"v":0.1,"d":"10.00%"},{"v":1636.88,"d":"1,636.88"},{"v":1636.88,"d":"1,636.88"},{"v":0,"d":"0.00"},{"v":0,"d":"0.0000%"},{"v":0,"d":"0.00"},"I","ZP,RHB, OPR",8713]
[3881,"L2.3",null,"L87845","Panthera S2","ultraľahký 8,5kg, aktívny, nosnosť 100 kg","PNT","SE","ks",{"v":0.1,"d":"10.00%"},{"v":1636.88,"d":"1,636.88"},{"v":1636.88,"d":"1,636.88"},{"v":0,"d":"0.00"},{"v":0,"d":"0.0000%"},{"v":0,"d":"0.00"},"I","ZP,RHB, OPR",8713]
[3882,"L2.3",null,"L87846","Panthera S2 Short","ultraľahký 8,7kg, aktívny, nosnosť 150 kg","PNT","SE","ks",{"v":0.1,"d":"10.00%"},{"v":1636.88,"d":"1,636.88"},{"v":1636.88,"d":"1,636.88"},{"v":0,"d":"0.00"},{"v":0,"d":"0.0000%"},{"v":0,"d":"0.00"},"I","ZP,RHB, OPR",8713]
[3883,"L2.3",null,"L87847","Panthera S2 Short low","ultraľahký 8,4kg, aktívny, nosnosť 100 kg","PNT","SE","ks",{"v":0.1,"d":"10.00%"},{"v":1636.88,"d":"1,636.88"},{"v":1636.88,"d":"1,636.88"},{"v":0,"d":"0.00"},{"v":0,"d":"0.0000%"},{"v":0,"d":"0.00"},"I","ZP,RHB, OPR",8713]
[3884,"L2.3",null,"L87849","Panthera S2 Swing","ultraľahký 10,1 kg, aktívny, nosnosť 150 kg","PNT","SE","ks",{"v":0.1,"d":"10.00%"},{"v":1636.88,"d":"1,636.88"},{"v":1636.88,"d":"1,636.88"},{"v":0,"d":"0.00"},{"v":0,"d":"0.0000%"},{"v":0,"d":"0.00"},"I","ZP,RHB, OPR",8713]
[3885,"L2.3","Z","L53014","Vozík invalidný mechanický GR 120","šírka sedu 33-45 cm, nosnosť 120 kg, hmotnosť 9,8 kg","NUO","IT","ks",{"v":0.1,"d":"10.00%"},{"v":1636.88,"d":"1,636.88"},{"v":1636.88,"d":"1,636.88"},{"v":0,"d":"0.00"},{"v":0,"d":"0.0000%"},{"v":0,"d":"0.00"},"I","ZP,RHB, OPR",8713]
[3886,"L2.3",null,"L87854","Panthera Bambino","detský 4-12 rokov, ultraľahký 8,8 kg, aktívny, nosnosť 50 kg","PNT","SE","ks",{"v":0.1,"d":"10.00%"},{"v":1653.21,"d":"1,653.21"},{"v":1636.88,"d":"1,636.88"},16.33,{"v":0.009878,"d":"0.9878%"},{"v":0,"d":"0.00"},"S","ZP,RHB, OPR",8713]
[3887,"L2.3",null,"L87850","Panthera S2 Swing short","ultraľahký 9,6 kg, aktívny, nosnosť 100 kg","PNT","SE","ks",{"v":0.1,"d":"10.00%"},{"v":1684.32,"d":"1,684.32"},{"v":1636.88,"d":"1,636.88"},47.44,{"v":0.028166000000000004,"d":"2.8166%"},{"v":0,"d":"0.00"},"S","ZP,RHB, OPR",8713]
[3888,"L2.3",null,"L60879","Vozík mechanický Progeo EXELLE","šírka 39-45 cm, nosnosť 120 kg, hmotnosť 9,5 kg","RHT","IT","ks",{"v":0.1,"d":"10.00%"},{"v":1879.31,"d":"1,879.31"},{"v":1636.88,"d":"1,636.88"},242.43,{"v":0.128999,"d":"12.8999%"},{"v":0,"d":"0.00"},"S","ZP,RHB, OPR",8713]
[3889,"L2.3",null,"L88009","vozík mechanický ultraľahký M 1.360","aktívny, skladací rám, nosnosť 120 kg","MEY","DE","ks",{"v":0.1,"d":"10.00%"},{"v":1992.09,"d":"1,992.09"},{"v":1636.88,"d":"1,636.88"},355.21,{"v":0.17831,"d":"17.8310%"},{"v":0,"d":"0.00"},"S","ZP,RHB, OPR",8713]
[3890,"L2.3",null,"L97519","Vozík invalidný mechanický Zenit","nosnosť 120kg, šírka sedu 32-46cm","OTO","DE","ks",{"v":0.1,"d":"10.00%"},{"v":1998.99,"d":"1,998.99"},{"v":1636.88,"d":"1,636.88"},362.11,{"v":0.181146,"d":"18.1146%"},{"v":0,"d":"0.00"},"S","ZP,RHB, OPR",8713]
[3891,"L2.3",null,"L87852","Panthera U2  light","ultraľahký 7,4 kg, aktívny, nosnosť 100 kg","PNT","SE","ks",{"v":0.1,"d":"10.00%"},{"v":2137.28,"d":"2,137.28"},{"v":1636.88,"d":"1,636.88"},{"v":500.4,"d":"500.40"},{"v":0.234129,"d":"23.4129%"},{"v":0,"d":"0.00"},"S","ZP,RHB, OPR",8713]
[3892,"L2.3",null,"L87582","Vozík mechanický skladací QUICKIE XENON","ultraľahký, aktívny","SUN","DE","ks",{"v":0.1,"d":"10.00%"},{"v":2229.48,"d":"2,229.48"},{"v":1636.88,"d":"1,636.88"},{"v":592.6,"d":"592.60"},{"v":0.26580200000000004,"d":"26.5802%"},{"v":0,"d":"0.00"},"S","ZP,RHB, OPR",87142000]
[3893,"L2.3",null,"L80700","Progeo YOGA","šírka sedu 33-45 cm, nosnosť 120 kg, hmotnosť 9,9 kg","RHT","IT","ks",{"v":0.1,"d":"10.00%"},{"v":2469.38,"d":"2,469.38"},{"v":1636.88,"d":"1,636.88"},{"v":832.5,"d":"832.50"},{"v":0.33712899999999996,"d":"33.7129%"},{"v":0,"d":"0.00"},"S","ZP,RHB, OPR",8713]
[3894,"L2.3",null,"L84031","Quickie Helium","hmotnosť 6,44 kg","SUN","DE","ks",{"v":0.1,"d":"10.00%"},{"v":2549.98,"d":"2,549.98"},{"v":1636.88,"d":"1,636.88"},{"v":913.1,"d":"913.10"},{"v":0.35808100000000004,"d":"35.8081%"},{"v":0,"d":"0.00"},"S","ZP,RHB, OPR",87142000]
[3895,{"$nulls":3},"L3 Vozík elektrický"]
[3896,{"$nulls":3},"L3.1 Určený prevažne pre interiér",{"$nulls":11},3323.98,"ks"]
[3897,"L3.1",null,"L68407","F 35","šírka sedu 43-50 cm, nosnosť 120 kg","SUN","ES","ks",{"v":0.1,"d":"10.00%"},{"v":2490.84,"d":"2,490.84"},{"v":2490.84,"d":"2,490.84"},{"v":0,"d":"0.00"},{"v":0,"d":"0.0000%"},{"v":0,"d":"0.00"},"I","ZP,RHB,OPR",8713]
[3898,"L3.1",null,"L41646","CLOU","šírka sedu 38-48cm, nosnosť 110 kg","ORD","DE","ks",{"v":0.1,"d":"10.00%"},{"v":2575.33,"d":"2,575.33"},{"v":2575.33,"d":"2,575.33"},{"v":0,"d":"0.00"},{"v":0,"d":"0.0000%"},{"v":0,"d":"0.00"},"I","ZP,RHB,OPR",8713]
[3899,"L3.1",null,"L78563","A200","šírka sedu 38 -48 cm, hmotnosť 66 kg, nosnosť 100 kg","OTO","DE","ks",{"v":0.1,"d":"10.00%"},{"v":2710.38,"d":"2,710.38"},{"v":2710.38,"d":"2,710.38"},{"v":0,"d":"0.00"},{"v":0,"d":"0.0000%"},{"v":0,"d":"0.00"},"I","ZP,RHB,OPR",8713]
[3900,"L3.1",null,"L78566","Skippy","šírka sedu 26-38 cm, nosnosť 50 kg, hmotnosť 62 kg, detský","OTO","DE","ks",{"v":0.1,"d":"10.00%"},{"v":3071.34,"d":"3,071.34"},{"v":3071.34,"d":"3,071.34"},{"v":0,"d":"0.00"},{"v":0,"d":"0.0000%"},{"v":0,"d":"0.00"},"I","ZP,RHB,OPR",8713]
[3901,"L3.1",null,"L88293","Vozík elektrický Quickie Tango","určený prevažne pre interiér, nosnosť 125kg","SUN","ES","ks",{"v":0.1,"d":"10.00%"},{"v":3310.69,"d":"3,310.69"},{"v":3310.69,"d":"3,310.69"},{"v":0,"d":"0.00"},{"v":0,"d":"0.0000%"},{"v":0,"d":"0.00"},"I","ZP,RHB,OPR",87142000]
[3902,"L3.1","Z","L31561","QUEST","šírka sedu 36-51cm, nosnosť  113 kg","EVE","US","ks",{"v":0.1,"d":"10.00%"},{"v":3323.98,"d":"3,323.98"},{"v":3323.98,"d":"3,323.98"},{"v":0,"d":"0.00"},{"v":0,"d":"0.0000%"},{"v":0,"d":"0.00"},"I","ZP,RHB,OPR",8713]
[3903,"L3.1",null,"L92692","vozík elektrický Bora","exteriérový, s príslušenstvom, nosnosť 130 kg","IVD","DE","ks",{"v":0.1,"d":"10.00%"},{"v":3666.45,"d":"3,666.45"},{"v":3323.98,"d":"3,323.98"},342.47,{"v":0.093406,"d":"9.3406%"},{"v":0,"d":"0.00"},"S","ZP,RHB,OPR",8713]
[3904,{"$nulls":3},"L3.2 Určený prevažne pre exteriér, mimo cestnej premávky",{"$nulls":11},3790.97,"ks"]
[3905,"L3.2",null,"L93139","Vozík invalidný elektrický MODERN","skladací preklopením chrbtovej opierky, šírka sedu 59,5-64,5 cm, nosnosť 136 kg, hmotnosť 83 kg, model PCBL 1600/1800","MDH","PL","ks",{"v":0.1,"d":"10.00%"},{"v":3748.8,"d":"3,748.80"},{"v":3748.8,"d":"3,748.80"},{"v":0,"d":"0.00"},{"v":0,"d":"0.0000%"},{"v":0,"d":"0.00"},"I","ZP,RHB,OPR",8713]
[3906,"L3.2",null,"L91862","Vozík invalidný elektrický LIMBER","W1018, hmotnosť 71kg, nosnosť 120kg, š.sedadla 40-45cm, rýchlosť 10 km/h","MDH","PL","ks",{"v":0.1,"d":"10.00%"},{"v":3762,"d":"3,762.00"},{"v":3762,"d":"3,762.00"},{"v":0,"d":"0.00"},{"v":0,"d":"0.0000%"},{"v":0,"d":"0.00"},"I","ZP,RHB,OPR",8713]
[3907,"L3.2",null,"L87873","Vozík elektrický TERRA","s osvetlením, nosnosť 135 kg,šírka sedadla 41-48 cm","B-B","DE","ks",{"v":0.1,"d":"10.00%"},{"v":3764.64,"d":"3,764.64"},{"v":3764.64,"d":"3,764.64"},{"v":0,"d":"0.00"},{"v":0,"d":"0.0000%"},{"v":0,"d":"0.00"},"I","ZP,RHB,OPR",8713200010]
[3908,"L3.2",null,"L84702","Salsa","šírka sedu 41-51cm, nosnosť do 140kg","SUN","DE","ks",{"v":0.1,"d":"10.00%"},{"v":3769.8,"d":"3,769.80"},{"v":3769.8,"d":"3,769.80"},{"v":0,"d":"0.00"},{"v":0,"d":"0.0000%"},{"v":0,"d":"0.00"},"I","ZP,RHB,OPR",87142000]
[3909,"L3.2",null,"L88569","Vozík invalidný elektrický exteriérový ARIES PRO CS920","s výškovo nastav. sedadlom a opierkou, nosnosť 160 kg","MOJ","IT","ks",{"v":0.1,"d":"10.00%"},{"v":3776.52,"d":"3,776.52"},{"v":3776.52,"d":"3,776.52"},{"v":0,"d":"0.00"},{"v":0,"d":"0.0000%"},{"v":0,"d":"0.00"},"I","ZP,RHB,OPR",8713]
[3910,"L3.2",null,"L90544","Vozík invalidný elektrický NAVIX","šírka sedu 40-50cm, nosnosť 130kg, hmotnosť 70kg","VEK","PL","ks",{"v":0.1,"d":"10.00%"},{"v":3782.46,"d":"3,782.46"},{"v":3782.46,"d":"3,782.46"},{"v":0,"d":"0.00"},{"v":0,"d":"0.0000%"},{"v":0,"d":"0.00"},"I","ZP,RHB,OPR",8713]
[3911,"L3.2",null,"L90543","Vozík invalidný elektrický FOREST","šírka sedu 39-60cm, nosnosť 130kg, hmotnosť s akumul. 127kg","VEK","PL","ks",{"v":0.1,"d":"10.00%"},{"v":3785.5,"d":"3,785.50"},{"v":3785.5,"d":"3,785.50"},{"v":0,"d":"0.00"},{"v":0,"d":"0.0000%"},{"v":0,"d":"0.00"},"I","ZP,RHB,OPR",8713]
[3912,"L3.2",null,"L97518","Vozík invalidný elektrický Juvo","nosnosť 125kg, šírka sedu 38-48cm","OTO","DE","ks",{"v":0.1,"d":"10.00%"},{"v":3790,"d":"3,790.00"},{"v":3790,"d":"3,790.00"},{"v":0,"d":"0.00"},{"v":0,"d":"0.0000%"},{"v":0,"d":"0.00"},"I","ZP,RHB,OPR",8713]
[3913,"L3.2",null,"L41645","COMPACT MC1","šírka sedu 38-48 cm, nosnosť 120 kg","ORD","DE","ks",{"v":0.1,"d":"10.00%"},{"v":3790.97,"d":"3,790.97"},{"v":3790.97,"d":"3,790.97"},{"v":0,"d":"0.00"},{"v":0,"d":"0.0000%"},{"v":0,"d":"0.00"},"I","ZP,RHB,OPR",8713]
[3914,"L3.2",null,"L70080","DRAGON","šírka sedu 44-49 cm, nosnosť 125 kg","IVD","DE","ks",{"v":0.1,"d":"10.00%"},{"v":3790.97,"d":"3,790.97"},{"v":3790.97,"d":"3,790.97"},{"v":0,"d":"0.00"},{"v":0,"d":"0.0000%"},{"v":0,"d":"0.00"},"I","ZP,RHB,OPR",8713]
[3915,"L3.2",null,"L76762","Smart MC2","šírka sedu 38-55 cm, nosnosť 160 kg","M-O","DE","ks",{"v":0.1,"d":"10.00%"},{"v":3790.97,"d":"3,790.97"},{"v":3790.97,"d":"3,790.97"},{"v":0,"d":"0.00"},{"v":0,"d":"0.0000%"},{"v":0,"d":"0.00"},"I","ZP,RHB,OPR",8713]
[3916,"L3.2",null,"L88334","Vozík elektrický BONITO","nosnosť 150kg, šírka sedu: 44-54cm, rýchlosť 6km/h","DEZ","DE","ks",{"v":0.1,"d":"10.00%"},{"v":3790.97,"d":"3,790.97"},{"v":3790.97,"d":"3,790.97"},{"v":0,"d":"0.00"},{"v":0,"d":"0.0000%"},{"v":0,"d":"0.00"},"I","ZP,RHB,OPR",8713]
[3917,"L3.2",null,"L88332","Vozík elektrický KOMBI","širka sedu 40-45cm, nosnosť 120kg","NUO","IT","ks",{"v":0.1,"d":"10.00%"},{"v":3790.97,"d":"3,790.97"},{"v":3790.97,"d":"3,790.97"},{"v":0,"d":"0.00"},{"v":0,"d":"0.0000%"},{"v":0,"d":"0.00"},"I","ZP,RHB,OPR",8713]
[3918,"L3.2","Z","L76287","vozík elektrický štvorkolesový RASCAL 301 VIVA","šírka sedu 51 cm, nosnosť 181 kg, hmotnosť 107 kg,","EMC","GB","ks",{"v":0.1,"d":"10.00%"},{"v":3790.97,"d":"3,790.97"},{"v":3790.97,"d":"3,790.97"},{"v":0,"d":"0.00"},{"v":0,"d":"0.0000%"},{"v":0,"d":"0.00"},"I","ZP,RHB,OPR",8713]
[3919,"L3.2",null,"L92691","vozík elektrický Kite","exteriérový, s príslušenstvom, nosnosť 136 kg","IVD","DE","ks",{"v":0.1,"d":"10.00%"},{"v":4090.68,"d":"4,090.68"},{"v":3790.97,"d":"3,790.97"},299.71,{"v":0.073267,"d":"7.3267%"},{"v":0,"d":"0.00"},"S","ZP,RHB,OPR",8713]
[3920,"L3.2",null,"L57558","NUOVA 570","šírka sedu 40-48 cm, nosnosť 120 kg, hmotnosť 92 kg","NUO","IT","ks",{"v":0.1,"d":"10.00%"},{"v":4198.01,"d":"4,198.01"},{"v":3790.97,"d":"3,790.97"},407.04,{"v":0.09695999999999999,"d":"9.6960%"},{"v":0,"d":"0.00"},"S","ZP,RHB,OPR",8713]
[3921,"L3.2",null,"L69850","Champ MC3","šírka sedu 38-51 cm, nosnosť 160 kg","MEY","DE","ks",{"v":0.1,"d":"10.00%"},{"v":4229.28,"d":"4,229.28"},{"v":3790.97,"d":"3,790.97"},438.31,{"v":0.10363699999999999,"d":"10.3637%"},{"v":0,"d":"0.00"},"S","ZP,RHB,OPR",8713]
[3922,"L3.2",null,"L37759","OPTIMUS LIGHT","šírka sedu 40-48 cm, nosnosť 150 kg","MEY","DE","ks",{"v":0.1,"d":"10.00%"},{"v":4408.8,"d":"4,408.80"},{"v":3790.97,"d":"3,790.97"},617.83,{"v":0.140136,"d":"14.0136%"},{"v":0,"d":"0.00"},"S","ZP,RHB,OPR",8713]
[3923,"L3.2",null,"L76763","Champ MC3 Lift","šírka sedu 38-51 cm, nosnosť 140 kg, s elektrickým zdvihom","M-O","DE","ks",{"v":0.1,"d":"10.00%"},{"v":5242.79,"d":"5,242.79"},{"v":3790.97,"d":"3,790.97"},{"v":1451.82,"d":"1,451.82"},{"v":0.276917,"d":"27.6917%"},{"v":0,"d":"0.00"},"S","ZP,RHB,OPR",8713]
[3924,{"$nulls":3},"L4 Príslušenstvo k vozíku"]
[3925,{"$nulls":3},"L4.1 Sedačky antidekubitné"]
[3926,{"$nulls":3},"L4.1.1 Sedačky antidekubitné penové",{"$nulls":11},54.87,"ks"]
[3927,"L4.1.1",null,"L28294","Sedačka do invalidného vozíka DIANA 38x40 cm, 38x42 cm, 40x42 cm",null,"MBP","SK","ks",{"v":0.1,"d":"10.00%"},{"v":44.5,"d":"44.50"},{"v":44.5,"d":"44.50"},{"v":0,"d":"0.00"},{"v":0,"d":"0.0000%"},{"v":0,"d":"0.00"},"I","ZP,RHB,OPR",8713]
[3928,"L4.1.1",null,"L60543","Sedačka do invalidného vozíka DIANA 42x42 cm, 45x42 cm, 50x42 cm",null,"MBP","SK","ks",{"v":0.1,"d":"10.00%"},{"v":44.5,"d":"44.50"},{"v":44.5,"d":"44.50"},{"v":0,"d":"0.00"},{"v":0,"d":"0.0000%"},{"v":0,"d":"0.00"},"I","ZP,RHB,OPR",8713]
[3929,"L4.1.1",null,"L94915","Sedačka antidekubitná","AT03006, s tvarovou pamäťou, rozmery S 38x42 cm, M 43x43 cm, L 43,5x48,5 cm","ANK","PL","ks",{"v":0.1,"d":"10.00%"},{"v":45,"d":"45.00"},{"v":45,"d":"45.00"},{"v":0,"d":"0.00"},{"v":0,"d":"0.0000%"},{"v":0,"d":"0.00"},"I","ZP,RHB,OPR",90214000]
[3930,"L4.1.1",null,"L96443","Antidekubitná sedačka VIA","sedačka antidekubitná, s tvarovou pamäťou - nosnosť: 110 kg","PUT","CZ","ks",{"v":0.1,"d":"10.00%"},54.37,54.37,{"v":0,"d":"0.00"},{"v":0,"d":"0.0000%"},{"v":0,"d":"0.00"},"I","ZP,RHB,OPR",8713]
[3931,"L4.1.1",null,"L58513","Sedačka antidekubitná do vozíka","s tvarovou pamäťou","TLP","FR","ks",{"v":0.1,"d":"10.00%"},54.38,54.38,{"v":0,"d":"0.00"},{"v":0,"d":"0.0000%"},{"v":0,"d":"0.00"},"I","ZP,RHB,OPR",8713]
[3932,"L4.1.1",null,"L90553","Sedačka antidekubitná viskoelastická ST715","šírka 40-50cm, hĺbka 40-50cm, výška 4cm, nosnosť 130kg","MOJ","IT","ks",{"v":0.1,"d":"10.00%"},54.78,54.78,{"v":0,"d":"0.00"},{"v":0,"d":"0.0000%"},{"v":0,"d":"0.00"},"I","ZP,RHB,OPR",8713]
[3933,"L4.1.1",null,"L65377","Antidekubitná sedačka do invalidného vozíka",null,"TLP","FR","ks",{"v":0.1,"d":"10.00%"},54.87,54.87,{"v":0,"d":"0.00"},{"v":0,"d":"0.0000%"},{"v":0,"d":"0.00"},"I","ZP,RHB,OPR",8713]
[3934,"L4.1.1",null,"L91239","Penová sedačka do invalidného vozíka KALLIFORM","s tvarovou pamäťou","PMO","FR","ks",{"v":0.1,"d":"10.00%"},54.87,54.87,{"v":0,"d":"0.00"},{"v":0,"d":"0.0000%"},{"v":0,"d":"0.00"},"I","ZP,RHB,OPR",9021]
[3935,"L4.1.1","Z","L93728","Vankúš penový aks-maxisit","sedací antidekubitný, 42x42x9 cm, nosnosť 120 kg","AKG","DE","ks",{"v":0.1,"d":"10.00%"},54.87,54.87,{"v":0,"d":"0.00"},{"v":0,"d":"0.0000%"},{"v":0,"d":"0.00"},"I","ZP,RHB,OPR",8713]
[3936,"L4.1.1",null,"L41061","Sedačka antidekubitná MEDIMPRAX do invalidného vozíka","42x38x7 cm, hmotnosť 0,5 kg","MDX","CH","ks",{"v":0.1,"d":"10.00%"},57.75,54.87,2.88,{"v":0.04987,"d":"4.9870%"},{"v":0,"d":"0.00"},"S","ZP,RHB,OPR",8713]
[3937,"L4.1.1",null,"L93572","Podložka sedacia antidekubitná VISCO","s tvarovou pamäťou, do invalidného vozíka, šírka sedačky 40-43-45-48-50 cm, hĺbka  42 cm, výška 6,5-7,5 cm, objemová hmotnosť 80-85 kg/m3, nosnosť 130 kg","PSP","CZ","ks",{"v":0.1,"d":"10.00%"},72.93,54.87,18.06,{"v":0.247635,"d":"24.7635%"},{"v":0,"d":"0.00"},"S","ZP,RHB,OPR",8713]
[3938,"L4.1.1",null,"L83699","Combifoam","AD sedačka","OTO","DE","ks",{"v":0.1,"d":"10.00%"},72.96,54.87,18.09,{"v":0.247944,"d":"24.7944%"},{"v":0,"d":"0.00"},"S","ZP,RHB,OPR",9021]
[3939,"L4.1.1",null,"L69876","JAY BASIC",null,"SUN","DE","ks",{"v":0.1,"d":"10.00%"},{"v":89.6,"d":"89.60"},54.87,34.73,{"v":0.387612,"d":"38.7612%"},{"v":0,"d":"0.00"},"S","ZP,RHB,OPR",8713]
[3940,"L4.1.1",null,"L69877","JAY COMBI","antidekubitná podložka a chrbtová opierka","SUN","DE","ks",{"v":0.1,"d":"10.00%"},155.54,54.87,100.67,{"v":0.6472289999999999,"d":"64.7229%"},{"v":0,"d":"0.00"},"S","ZP,RHB,OPR",8713]
[3941,"L4.1.1",null,"L84037","Sedačka antidekubitná Jay Easy Flat Visco Pad","pamäťová pena","SUN","DE","ks",{"v":0.1,"d":"10.00%"},236.28,54.87,181.41,{"v":0.767776,"d":"76.7776%"},{"v":0,"d":"0.00"},"S","ZP,RHB,OPR",87149500]
[3942,{"$nulls":3},"L4.1.2 Sedačky antidekubitné gélové",{"$nulls":11},97.31,"ks"]
[3943,"L4.1.2",null,"L65379","Sedačka antidekubitná do vozíka","penovo - gélová","TLP","FR","ks",{"v":0.1,"d":"10.00%"},65.99,65.99,{"v":0,"d":"0.00"},{"v":0,"d":"0.0000%"},{"v":0,"d":"0.00"},"I","ZP,RHB,OPR",8713]
[3944,"L4.1.2",null,"L74406","RELAX DUOGEL",null,"TRL","IE","ks",{"v":0.1,"d":"10.00%"},85.87,85.87,{"v":0,"d":"0.00"},{"v":0,"d":"0.0000%"},{"v":0,"d":"0.00"},"I","ZP,RHB,OPR",8713]
[3945,"L4.1.2",null,"L94349","Vankúš sedací antidekubitný C-Comb Plus","Nosnosť 100 kg, výška 5 cm,  rôzne rozmery","B-B","DE","ks",{"v":0.1,"d":"10.00%"},97.28,97.28,{"v":0,"d":"0.00"},{"v":0,"d":"0.0000%"},{"v":0,"d":"0.00"},"I","ZP,RHB,OPR",8713]
[3946,"L4.1.2","Z","L90552","Sedačka antidekubitná gelová ST712","šírka 40-45cm, hĺbka 40-45cm, výška 4cm, nosnosť 130kg","MOJ","IT","ks",{"v":0.1,"d":"10.00%"},{"v":97.3,"d":"97.30"},{"v":97.3,"d":"97.30"},{"v":0,"d":"0.00"},{"v":0,"d":"0.0000%"},{"v":0,"d":"0.00"},"I","ZP,RHB,OPR",8713]
[3947,"L4.1.2",null,"L74405","RELAX GELCELL G2",null,"TRL","IE","ks",{"v":0.1,"d":"10.00%"},128.81,97.31,{"v":31.5,"d":"31.50"},{"v":0.24454599999999999,"d":"24.4546%"},{"v":0,"d":"0.00"},"S","ZP,RHB,OPR",8713]
[3948,"L4.1.2",null,"L74404","RELAX GELCELL",null,"TRL","IE","ks",{"v":0.1,"d":"10.00%"},143.11,97.31,{"v":45.8,"d":"45.80"},{"v":0.320034,"d":"32.0034%"},{"v":0,"d":"0.00"},"S","ZP,RHB,OPR",8713]
[3949,"L4.1.2",null,"L83702","Z-Flo","AD sedačka","OTO","DE","ks",{"v":0.1,"d":"10.00%"},160.79,97.31,63.48,{"v":0.394801,"d":"39.4801%"},{"v":0,"d":"0.00"},"S","ZP,RHB,OPR",9021]
[3950,"L4.1.2",null,"L83698","Advantage","AD sedačka","OTO","DE","ks",{"v":0.1,"d":"10.00%"},380.87,97.31,283.56,{"v":0.7445059999999999,"d":"74.4506%"},{"v":0,"d":"0.00"},"S","ZP,RHB,OPR",9021]
[3951,"L4.1.2",null,"L69875","JAY ACTIVE",null,"SUN","DE","ks",{"v":0.1,"d":"10.00%"},{"v":448.5,"d":"448.50"},97.31,351.19,{"v":0.7830320000000001,"d":"78.3032%"},{"v":0,"d":"0.00"},"S","ZP,RHB,OPR",8713]
[3952,{"$nulls":3},"L4.1.3 Sedačky antidekubitné pneumatické",{"$nulls":11},327,"ks"]
[3953,"L4.1.3",null,"L65380","Sedačka antidekubitná do vozíka","s pneumatickými hlavicami","TLP","FR","ks",{"v":0.1,"d":"10.00%"},212.43,212.43,{"v":0,"d":"0.00"},{"v":0,"d":"0.0000%"},{"v":0,"d":"0.00"},"I","ZP,RHB,OPR",8713]
[3954,"L4.1.3",null,"L94637","Podložka antidekubitná pneumatická","AT52107, 40x40, 45x40, 45x45 cm, výška 6 cm","ANK","PL","ks",{"v":0.1,"d":"10.00%"},221.81,221.81,{"v":0,"d":"0.00"},{"v":0,"d":"0.0000%"},{"v":0,"d":"0.00"},"I","ZP,RHB,OPR",90214000]
[3955,"L4.1.3",null,"L93571","Podložka sedacia antidekubitná Comfy DRVT","pneumatická, rozmery 36,40,46cm x 40 cm x 6 cm, 40 cm x 40 cm x 8 cm, 40,46 cm x 40 cm x 10 cm, nosnosť 130 kg","MDH","PL","ks",{"v":0.1,"d":"10.00%"},{"v":324.6,"d":"324.60"},{"v":324.6,"d":"324.60"},{"v":0,"d":"0.00"},{"v":0,"d":"0.0000%"},{"v":0,"d":"0.00"},"I","ZP,RHB,OPR",8713]
[3956,"L4.1.3",null,"L89013","Podložka antidekubitná ST 723","so vzduchovými hlavicami, 2-sekciová, nosnosť 130kg","MOJ","IT","ks",{"v":0.1,"d":"10.00%"},325.38,325.38,{"v":0,"d":"0.00"},{"v":0,"d":"0.0000%"},{"v":0,"d":"0.00"},"I","ZP,RHB,OPR",8713]
[3957,"L4.1.3","Z","L80829","Sedačka antidekubitná Kineris","výška 7cm / 10 cm, šírka x hĺbka sedu: 38 x 38 – 48 x 48 cm","ASK","FR","ks",{"v":0.1,"d":"10.00%"},{"v":327,"d":"327.00"},{"v":327,"d":"327.00"},{"v":0,"d":"0.00"},{"v":0,"d":"0.0000%"},{"v":0,"d":"0.00"},"I","ZP,RHB,OPR",8713]
[3958,"L4.1.3",null,"L60970","Podložka antidekubitná  ROHO, výška  3, 5, 10 cm","38 x 38, 38 x 43, 43 x 43, 43 x 47cm","ROO","US","ks",{"v":0.1,"d":"10.00%"},369.59,{"v":327,"d":"327.00"},42.59,{"v":0.115236,"d":"11.5236%"},{"v":0,"d":"0.00"},"S","ZP,RHB,OPR",8713]
[3959,"L4.1.3",null,"L87579","Vankúš sedací JAY J3","so vzduchovou vložkou ROHO","SUN","DE","ks",{"v":0.1,"d":"10.00%"},504.24,{"v":327,"d":"327.00"},177.24,{"v":0.351499,"d":"35.1499%"},{"v":0,"d":"0.00"},"S","ZP,RHB,OPR",87149500]
[3960,{"$nulls":3},"L4.2 Ostatné príslušenstvo"]
[3961,{"$nulls":3},"L4.2.1 Ostatné príslušenstvo I",{"$nulls":11},8.35,"ks"]
[3962,"L4.2.1",null,"L38383","Podložka pod zadok do invalidného vozíka",null,"PRO","SK","ks",{"v":0.2,"d":"20.00%"},7.65,7.65,{"v":0,"d":"0.00"},{"v":0,"d":"0.0000%"},{"v":0,"d":"0.00"},"I","RHB,OPR",94049090]
[3963,"L4.2.1",null,"L38382","Opierka na chrbát do invalidného vozíka",null,"PRO","SK","ks",{"v":0.2,"d":"20.00%"},8.35,8.35,{"v":0,"d":"0.00"},{"v":0,"d":"0.0000%"},{"v":0,"d":"0.00"},"I","RHB,OPR",94049090]
[3964,"L4.2.1","Z","L38385","Vankúš polohovací valček",null,"PRO","SK","ks",{"v":0.2,"d":"20.00%"},8.35,8.35,{"v":0,"d":"0.00"},{"v":0,"d":"0.0000%"},{"v":0,"d":"0.00"},"I","RHB,OPR",94049090]
[3965,"L4.2.1",null,"L20576","TANGO","bezpečnostná kladka proti prevráteniu vozíka dozadu","KRY","CZ","ks",{"v":0.1,"d":"10.00%"},16.26,8.35,7.91,{"v":0.48646999999999996,"d":"48.6470%"},{"v":0,"d":"0.00"},"S","RHB,OPR",8713]
[3966,"L4.2.1",null,"L38384","Podložka na sedenie do invalidného  vozíka",null,"PRO","SK","ks",{"v":0.2,"d":"20.00%"},{"v":23.2,"d":"23.20"},8.35,14.85,{"v":0.640086,"d":"64.0086%"},{"v":0,"d":"0.00"},"S","RHB,OPR",94049090]
[3967,"L4.2.1",null,"L20571","TANGO","kryt výpletu kolies","KRY","CZ","ks",{"v":0.1,"d":"10.00%"},24.72,8.35,16.37,{"v":0.662217,"d":"66.2217%"},{"v":0,"d":"0.00"},"S","RHB,OPR",8713]
[3968,{"$nulls":3},"L4.2.2 Ostatné príslušenstvo II",{"$nulls":11},1300.29,"ks"]
[3969,"L4.2.2","Z","L28767","INVACARE   G 63  E  PRO-N","riadenie bradou , mechanicky odklopné","IVD","DE","ks",{"v":0.1,"d":"10.00%"},{"v":1300.29,"d":"1,300.29"},{"v":1300.29,"d":"1,300.29"},{"v":0,"d":"0.00"},{"v":0,"d":"0.0000%"},{"v":0,"d":"0.00"},"I","ZP,RHB,OPR",8713]
[3970,{"$nulls":3},"L5 Kočík,  interiérová sedačka"]
[3971,{"$nulls":3},"L5.1 Kočík, skladací z boku",{"$nulls":11},402.05,"ks"]
[3972,"L5.1","Z","L69908","Eco buggy","šírka sedu 35 cm, nosnosť 50 kg, hmotnosť 9 kg","OTO","DE","ks",{"v":0.2,"d":"20.00%"},402.05,402.05,{"v":0,"d":"0.00"},{"v":0,"d":"0.0000%"},{"v":0,"d":"0.00"},"I","ZP,RHB",87150010]
[3973,"L5.1",null,"L69905","Buggy Corzino","šírka sedu 38 cm, nosnosť 75 kg, hmotnosť 13 kg","PAT","CZ","ks",{"v":0.2,"d":"20.00%"},493.98,402.05,91.93,{"v":0.186101,"d":"18.6101%"},{"v":0,"d":"0.00"},"S","ZP,RHB",87150010]
[3974,"L5.1",null,"L69906","Buggy Corzo","šírka sedu 38 cm, nosnosť 75 kg, hmotnosť 15 kg","PAT","CZ","ks",{"v":0.2,"d":"20.00%"},711.66,402.05,309.61,{"v":0.43505299999999997,"d":"43.5053%"},{"v":0,"d":"0.00"},"S","ZP,RHB",87150010]
[3975,"L5.1",null,"L81807","LISA, detský","polohovateľný, skladací, nosnosť 60 kg","OTO","DE","ks",{"v":0.2,"d":"20.00%"},976.02,402.05,573.97,{"v":0.588072,"d":"58.8072%"},{"v":0,"d":"0.00"},"S","ZP,RHB",87150010]
[3976,"L5.1",null,"L91353","ZIP-Reha-Faltbuggy","Kočík detský , skladací","HGG","DE","ks",{"v":0.2,"d":"20.00%"},{"v":1255,"d":"1,255.00"},402.05,852.95,{"v":0.679641,"d":"67.9641%"},{"v":0,"d":"0.00"},"S","ZP,RHB",87150010]
[3977,{"$nulls":3},"L5.2 Kočík, polohovateľný, skladací s preklopením chrbtovej opierky",{"$nulls":11},544.06,"ks"]
[3978,"L5.2",null,"L90545","Vozík invalidný detský (kočík) GEMINI","šírka sedu 22-32cm, nosnosť 35kg, hmotnosť 13,5kg","VEK","PL","ks",{"v":0.2,"d":"20.00%"},543.89,543.89,{"v":0,"d":"0.00"},{"v":0,"d":"0.0000%"},{"v":0,"d":"0.00"},"I","ZP,RHB",87150010]
[3979,"L5.2",null,"L89869","DETSKY INVALIDNY VOZIK -POLOHOVACIA SEDACKA",null,"FOS","CN","ks",{"v":0.1,"d":"10.00%"},{"v":544,"d":"544.00"},{"v":544,"d":"544.00"},{"v":0,"d":"0.00"},{"v":0,"d":"0.0000%"},{"v":0,"d":"0.00"},"I","ZP,RHB",90211010]
[3980,"L5.2","Z","L69907","Ben 4 Xcountry","šírka sedu 37 cm, nosnosť 50 kg, hmotnosť 17 kg","PAT","CZ","ks",{"v":0.2,"d":"20.00%"},544.06,544.06,{"v":0,"d":"0.00"},{"v":0,"d":"0.0000%"},{"v":0,"d":"0.00"},"I","ZP,RHB",87150010]
[3981,"L5.2",null,"L91861","Kočík invalidný detský UMBRELLA","skladací, VCWR211R, šírka sedu 39 cm, nosnosť 30 kg, hmotnosť 11,5 kg","MDH","PL","ks",{"v":0.2,"d":"20.00%"},551.52,544.06,7.46,{"v":0.013526,"d":"1.3526%"},{"v":0,"d":"0.00"},"S","ZP,RHB",87150010]
[3982,"L5.2",null,"L37792","REHA TOM , variant A","šírka sedu 26-30 cm, nosnosť 35 kg, hmotnosť 17,5 kg","PAT","CZ","ks",{"v":0.2,"d":"20.00%"},{"v":792,"d":"792.00"},544.06,247.94,{"v":0.313056,"d":"31.3056%"},{"v":0,"d":"0.00"},"S","ZP,RHB",87150010]
[3983,"L5.2",null,"L37793","REHA TOM , variant B","šírka sedu 28-38 cm, nosnosť 50 kg,  hmotnosť 21 kg","PAT","CZ","ks",{"v":0.2,"d":"20.00%"},834.62,544.06,290.56,{"v":0.348134,"d":"34.8134%"},{"v":0,"d":"0.00"},"S","ZP,RHB",87150010]
[3984,"L5.2",null,"L93729","Kočík invalidný špeciálny Mewa","skladací, detský 3-10 rokov, nosnosť 35 kg, šírka sedu: 19-31 cm","MYW","PL","ks",{"v":0.2,"d":"20.00%"},{"v":839,"d":"839.00"},544.06,294.94,{"v":0.35153799999999996,"d":"35.1538%"},{"v":0,"d":"0.00"},"S","ZP,RHB",87150010]
[3985,"L5.2",null,"L39263","REVO TONY kočík","šírka sedu 40 cm, nosnosť do 75 kg, hmotnosť 14 kg","REP","CZ","ks",{"v":0.2,"d":"20.00%"},955.99,544.06,411.93,{"v":0.430894,"d":"43.0894%"},{"v":0,"d":"0.00"},"S","ZP,RHB",87150010]
[3986,"L5.2",null,"L90293","ortopedický kočík CLIP 2","skladací, šírka sedu 33cm, nosnosť 35 kg, hmotnosť 11 kg","OES","IT","ks",{"v":0.2,"d":"20.00%"},977.96,544.06,{"v":433.9,"d":"433.90"},{"v":0.443679,"d":"44.3679%"},{"v":0,"d":"0.00"},"S","ZP,RHB",87150010]
[3987,"L5.2",null,"L28412","REVO 3 kočík","šírka sedu 32-40 cm, nosnosť 60 kg,  hmotnosť 19 kg","REP","CZ","ks",{"v":0.2,"d":"20.00%"},{"v":1044,"d":"1,044.00"},544.06,499.94,{"v":0.47887,"d":"47.8870%"},{"v":0,"d":"0.00"},"S","ZP,RHB",87150010]
[3988,"L5.2",null,"L91355","Kočík detský Bingo","skladací, rôzne veľkosti","HGG","DE","ks",{"v":0.2,"d":"20.00%"},{"v":1705,"d":"1,705.00"},544.06,{"v":1160.94,"d":"1,160.94"},{"v":0.680903,"d":"68.0903%"},{"v":0,"d":"0.00"},"S","ZP,RHB",87150010]
[3989,{"$nulls":3},"L5.3 Interiérová sedačka",{"$nulls":11},242.35,"ks"]
[3990,"L5.3","Z","L28408","ARIS  2","šírka sedu 34 cm, nosnosť 45 kg","RQL","CZ","ks",{"v":0.1,"d":"10.00%"},242.35,242.35,{"v":0,"d":"0.00"},{"v":0,"d":"0.0000%"},{"v":0,"d":"0.00"},"I","ZP,RHB",8713]
[3991,"L5.3",null,"L28409","ARIS  3","šírka sedu 40 cm, nosnosť 70 kg","RQL","CZ","ks",{"v":0.1,"d":"10.00%"},{"v":322.3,"d":"322.30"},242.35,79.95,{"v":0.248061,"d":"24.8061%"},{"v":0,"d":"0.00"},"S","ZP,RHB",8713]
[3992,{"$nulls":3},"L6 Príslušenstvo ku kočíku, vozíku",{"$nulls":11},53.24,"ks"]
[3993,"L6",null,"L78531","Opierka hlavy REVO UNI","príslušenstvo k ZP REPO","REP","CZ","ks",{"v":0.2,"d":"20.00%"},16.11,16.11,{"v":0,"d":"0.00"},{"v":0,"d":"0.0000%"},{"v":0,"d":"0.00"},"I","ZP,RHB",87150010]
[3994,"L6",null,"L68416","A23","polohovací klin hlavy a drieku","SUN","ES","ks",{"v":0.2,"d":"20.00%"},32.82,32.82,{"v":0,"d":"0.00"},{"v":0,"d":"0.0000%"},{"v":0,"d":"0.00"},"I","ZP,RHB",87150010]
[3995,"L6",null,"L90546","Príslušenstvo k detskému invalidnému kočíku GEMINI","opierka hlavy L55","VEK","PL","ks",{"v":0.2,"d":"20.00%"},53.24,53.24,{"v":0,"d":"0.00"},{"v":0,"d":"0.0000%"},{"v":0,"d":"0.00"},"I","ZP,RHB",87150010]
[3996,"L6",null,"L90547","Príslušenstvo k detskému invalidnému kočíku GEMINI","5-bodový fixačný pás","VEK","PL","ks",{"v":0.2,"d":"20.00%"},53.24,53.24,{"v":0,"d":"0.00"},{"v":0,"d":"0.0000%"},{"v":0,"d":"0.00"},"I","ZP,RHB",87150010]
[3997,"L6",null,"L90548","Príslušenstvo k detskému invalidnému kočíku GEMINI","abdukčný klin B22","VEK","PL","ks",{"v":0.2,"d":"20.00%"},53.24,53.24,{"v":0,"d":"0.00"},{"v":0,"d":"0.0000%"},{"v":0,"d":"0.00"},"I","ZP,RHB",87150010]
[3998,"L6","Z","L28424","REHA TOM / BEN","opierka hlavy","PAT","CZ","ks",{"v":0.2,"d":"20.00%"},53.24,53.24,{"v":0,"d":"0.00"},{"v":0,"d":"0.0000%"},{"v":0,"d":"0.00"},"I","ZP,RHB",87150010]
[3999,"L6",null,"L28432","REHA TOM / BEN","strieška","PAT","CZ","ks",{"v":0.2,"d":"20.00%"},64.66,53.24,11.42,{"v":0.176616,"d":"17.6616%"},{"v":0,"d":"0.00"},"S","ZP,RHB",87150010]
[4000,{"$nulls":3},"L7 Chodúľa"]
[4001,{"$nulls":3},"L7.1 Chodúľa pohyblivá pevná a  dvojkolesová",{"$nulls":11},53.05,"ks"]
[4002,"L7.1",null,"L94241","Chodítko jednostranné skladacie 484","hmotnosť 1,5 kg,nosnosť 114 kg","AVV","SI","ks",{"v":0.1,"d":"10.00%"},31.03,31.03,{"v":0,"d":"0.00"},{"v":0,"d":"0.0000%"},{"v":0,"d":"0.00"},"I","ZP,RHB",8713]
[4003,"L7.1",null,"L94290","Chodítko štvorbodové 202EL5 /6 / 7","hmotnosť 2,1 / 2 / 1,85, nosnosť 160 kg","PTS","GB","ks",{"v":0.1,"d":"10.00%"},43.76,43.76,{"v":0,"d":"0.00"},{"v":0,"d":"0.0000%"},{"v":0,"d":"0.00"},"I","ZP,RHB",8713]
[4004,"L7.1",null,"L94288","Chodítko štvorbodové 12 S1 / 2 / 3","hmotnosť 1,8 / 1,9 / 2,1 kg, nosnosť 160 kg","PTS","GB","ks",{"v":0.1,"d":"10.00%"},44.14,44.14,{"v":0,"d":"0.00"},{"v":0,"d":"0.0000%"},{"v":0,"d":"0.00"},"I","ZP,RHB",8713]
[4005,"L7.1",null,"L94291","Chodítko štvorbodové 206EL 5 /6 /7","hmotnosť 2,1 / 2 / 1,8 kg, nosnosť 160 kg","PTS","GB","ks",{"v":0.1,"d":"10.00%"},44.14,44.14,{"v":0,"d":"0.00"},{"v":0,"d":"0.0000%"},{"v":0,"d":"0.00"},"I","ZP,RHB",8713]
[4006,"L7.1",null,"L91764","Chodítko pevné, skladacie","AT02004","ANK","PL","ks",{"v":0.1,"d":"10.00%"},49.99,49.99,{"v":0,"d":"0.00"},{"v":0,"d":"0.0000%"},{"v":0,"d":"0.00"},"I","ZP,RHB",90214000]
[4007,"L7.1",null,"L97825","Chodítko pevné Invacare Asteria P409 1515569","nosnosť 135 kg","IVR","SE","ks",{"v":0.1,"d":"10.00%"},{"v":51,"d":"51.00"},{"v":51,"d":"51.00"},{"v":0,"d":"0.00"},{"v":0,"d":"0.0000%"},{"v":0,"d":"0.00"},"I","ZP,RHB",8713]
[4008,"L7.1",null,"L91763","Chodítko krokovacie","AT02003","ANK","PL","ks",{"v":0.1,"d":"10.00%"},51.99,51.99,{"v":0,"d":"0.00"},{"v":0,"d":"0.0000%"},{"v":0,"d":"0.00"},"I","ZP,RHB",90214000]
[4009,"L7.1",null,"L97824","Chodítko krokovacie Invacare Aventia P402","nosnosť 100 kg","IVR","SE","ks",{"v":0.1,"d":"10.00%"},51.99,51.99,{"v":0,"d":"0.00"},{"v":0,"d":"0.0000%"},{"v":0,"d":"0.00"},"I","ZP,RHB",8713]
[4010,"L7.1",null,"L89884","Chodúľka stacionárna FS 915 L","hmotnosť 2,6 kg, šírka sedu 47 cm","FOS","CN","ks",{"v":0.1,"d":"10.00%"},{"v":52.8,"d":"52.80"},{"v":52.8,"d":"52.80"},{"v":0,"d":"0.00"},{"v":0,"d":"0.0000%"},{"v":0,"d":"0.00"},"I","ZP,RHB",8713]
[4011,"L7.1",null,"L88877","Chodítko krokovacie, skladacie","šírka 48cm, výška 65-75cm, hĺbka 45 cm","FZZ","IT","ks",{"v":0.1,"d":"10.00%"},52.89,52.89,{"v":0,"d":"0.00"},{"v":0,"d":"0.0000%"},{"v":0,"d":"0.00"},"I","ZP,RHB",8713]
[4012,"L7.1",null,"L81915","Chodítko pevné skladacie",null,"MOB","PL","ks",{"v":0.1,"d":"10.00%"},52.89,52.89,{"v":0,"d":"0.00"},{"v":0,"d":"0.0000%"},{"v":0,"d":"0.00"},"I","ZP,RHB",8713]
[4013,"L7.1",null,"L88433","Chodítko MOPEDIA, model RP730B","skladacie, pevné, rám upravený eloxom","MOJ","IT","ks",{"v":0.1,"d":"10.00%"},52.93,52.93,{"v":0,"d":"0.00"},{"v":0,"d":"0.0000%"},{"v":0,"d":"0.00"},"I","ZP,RHB",8713]
[4014,"L7.1",null,"L88434","Chodítko MOPEDIA, model RP750B","skladacie, pohyblivé, rám upravený eloxom","MOJ","IT","ks",{"v":0.1,"d":"10.00%"},52.93,52.93,{"v":0,"d":"0.00"},{"v":0,"d":"0.0000%"},{"v":0,"d":"0.00"},"I","ZP,RHB",8713]
[4015,"L7.1",null,"L91762","Chodítko dvojkolesové","AT02002","ANK","PL","ks",{"v":0.1,"d":"10.00%"},{"v":53,"d":"53.00"},{"v":53,"d":"53.00"},{"v":0,"d":"0.00"},{"v":0,"d":"0.0000%"},{"v":0,"d":"0.00"},"I","ZP,RHB",90214000]
[4016,"L7.1",null,"L81512","11.50/2R Chodítko","2-kolesové, pevné, výška 74- 92 cm","VAS","IT","ks",{"v":0.1,"d":"10.00%"},53.01,53.01,{"v":0,"d":"0.00"},{"v":0,"d":"0.0000%"},{"v":0,"d":"0.00"},"I","ZP,RHB",8713]
[4017,"L7.1",null,"L37772","Alu","šírka 49 cm, výška 81-96 cm","MEY","DE","ks",{"v":0.1,"d":"10.00%"},53.05,53.05,{"v":0,"d":"0.00"},{"v":0,"d":"0.0000%"},{"v":0,"d":"0.00"},"I","ZP,RHB",8713]
[4018,"L7.1",null,"L37773","Chodítko","šírka 59 cm, skladacia, pohyblivá","MEY","DE","ks",{"v":0.1,"d":"10.00%"},53.05,53.05,{"v":0,"d":"0.00"},{"v":0,"d":"0.0000%"},{"v":0,"d":"0.00"},"I","ZP,RHB",8713]
[4019,"L7.1",null,"L94293","Chodítko dvojkolesové 202ELC 5 / 6 / 7","hmotnosť 2,3 / 2,1 / 2,1 kg, nosnosť 160 kg","PTS","GB","ks",{"v":0.1,"d":"10.00%"},53.05,53.05,{"v":0,"d":"0.00"},{"v":0,"d":"0.0000%"},{"v":0,"d":"0.00"},"I","ZP,RHB",8713]
[4020,"L7.1",null,"L94294","Chodítko dvojkolesové 206ELC 5/ 6 / 7","hmotnosť 2,3 / 2,1 / 2,1 kg, nosnosť 160 kg","PTS","GB","ks",{"v":0.1,"d":"10.00%"},53.05,53.05,{"v":0,"d":"0.00"},{"v":0,"d":"0.0000%"},{"v":0,"d":"0.00"},"I","ZP,RHB",8713]
[4021,"L7.1",null,"L94246","Chodítko skladacie dvojkolesové S233 ELC","hmotnosť 2,9 kg, nosnosť 100 kg","AVV","SI","ks",{"v":0.1,"d":"10.00%"},53.05,53.05,{"v":0,"d":"0.00"},{"v":0,"d":"0.0000%"},{"v":0,"d":"0.00"},"I","ZP,RHB",8713]
[4022,"L7.1",null,"L94244","Chodítko skladacie štvorbodové S230EL","hmotnosť 2,8 kg, nosnosť 100 kg","AVV","SI","ks",{"v":0.1,"d":"10.00%"},53.05,53.05,{"v":0,"d":"0.00"},{"v":0,"d":"0.0000%"},{"v":0,"d":"0.00"},"I","ZP,RHB",8713]
[4023,"L7.1",null,"L94245","Chodítko skladacie štvorbodové S233EL","hmotnosť 2,5 kg, nosnosť 100 kg","AVV","SI","ks",{"v":0.1,"d":"10.00%"},53.05,53.05,{"v":0,"d":"0.00"},{"v":0,"d":"0.0000%"},{"v":0,"d":"0.00"},"I","ZP,RHB",8713]
[4024,"L7.1","Z","L65381","Rehabilitačná chodúľka","šírka 61 cm, výška 80 - 92 cm,  nosnosť do 100 kg, skladacia, pevná","TLP","FR","ks",{"v":0.1,"d":"10.00%"},53.05,53.05,{"v":0,"d":"0.00"},{"v":0,"d":"0.0000%"},{"v":0,"d":"0.00"},"I","ZP,RHB",8713]
[4025,"L7.1",null,"L65382","Rahabilitačná chodúľka","šírka 60, 70 cm, výška 78 -90 cm, nosnosť do 100kg, skladacia, pohyblivá","TLP","FR","ks",{"v":0.1,"d":"10.00%"},54.03,53.05,0.98,{"v":0.018138,"d":"1.8138%"},{"v":0,"d":"0.00"},"S","ZP,RHB",8713]
[4026,"L7.1",null,"L81916","Chodítko krokovacie skladacie",null,"MOB","PL","ks",{"v":0.1,"d":"10.00%"},54.04,53.05,0.99,{"v":0.01832,"d":"1.8320%"},{"v":0,"d":"0.00"},"S","ZP,RHB",8713]
[4027,"L7.1",null,"L72049","GEBO","šírka 53cm, výška 82-92 cm, nosnosť 120kg","B-B","DE","ks",{"v":0.1,"d":"10.00%"},58.95,53.05,{"v":5.9,"d":"5.90"},{"v":0.100085,"d":"10.0085%"},{"v":0,"d":"0.00"},"S","ZP,RHB",8713]
[4028,"L7.1",null,"L72050","REZI","šírka 53cm, výška 82-92cm, nosnosť 120kg,krokovacie, skladacie","B-B","DE","ks",{"v":0.1,"d":"10.00%"},62.52,53.05,9.47,{"v":0.151472,"d":"15.1472%"},{"v":0,"d":"0.00"},"S","ZP,RHB",8713]
[4029,"L7.1",null,"L65383","Dvojkolka DUO","šírka 64 cm, výška 75 - 91 cm,  nosnosť do 100 kg, skladacia","TLP","FR","ks",{"v":0.1,"d":"10.00%"},68.43,53.05,15.38,{"v":0.224755,"d":"22.4755%"},{"v":0,"d":"0.00"},"S","ZP,RHB",8713]
[4030,"L7.1",null,"L89357","Chodítko- rolátor dvojkolesový","nosnosť 120 kg, oceľové, nastaviteľné držadla 560-950 mm","VLP","SK","ks",{"v":0.1,"d":"10.00%"},{"v":69.3,"d":"69.30"},53.05,16.25,{"v":0.23448799999999997,"d":"23.4488%"},{"v":0,"d":"0.00"},"S","ZP,RHB",8713]
[4031,"L7.1",null,"L39557","Chodítko RS 03","výška 80-95 cm","RAB","HU","ks",{"v":0.1,"d":"10.00%"},79.89,53.05,26.84,{"v":0.33596200000000004,"d":"33.5962%"},{"v":0,"d":"0.00"},"S","ZP,RHB",8713]
[4032,"L7.1",null,"L39546","RS 04 dvojkolka","výška 80-95 cm","RAB","HU","ks",{"v":0.1,"d":"10.00%"},79.89,53.05,26.84,{"v":0.33596200000000004,"d":"33.5962%"},{"v":0,"d":"0.00"},"S","ZP,RHB",8713]
[4033,{"$nulls":3},"L7.2 Chodúľa  troj a štvorkolesová",{"$nulls":11},73.38,"ks"]
[4034,"L7.2",null,"L91760","Chodítko štvorkolesové","AT02001","ANK","PL","ks",{"v":0.1,"d":"10.00%"},59.99,59.99,{"v":0,"d":"0.00"},{"v":0,"d":"0.0000%"},{"v":0,"d":"0.00"},"I","ZP,RHB",90214000]
[4035,"L7.2",null,"L96951","Chodítko - rolátor štvorkolesový","AT51018","ANK","PL","ks",{"v":0.1,"d":"10.00%"},69.96,69.96,{"v":0,"d":"0.00"},{"v":0,"d":"0.0000%"},{"v":0,"d":"0.00"},"I","ZP,RHB",8713]
[4036,"L7.2",null,"L89880","Chodúľka pojazdná s brzdou, košíkom a sedadlom FS 965 LH","hmotnosť 8,8 kg, šírka sedu 46 cm","FOS","CN","ks",{"v":0.1,"d":"10.00%"},{"v":73,"d":"73.00"},{"v":73,"d":"73.00"},{"v":0,"d":"0.00"},{"v":0,"d":"0.0000%"},{"v":0,"d":"0.00"},"I","ZP,RHB",8713]
[4037,"L7.2",null,"L88563","Chodítko 4-kolesové skladacie - rolátor RP490B","s oddych. sedadlom, odklad. táckou a košíkom","MOJ","IT","ks",{"v":0.1,"d":"10.00%"},73.26,73.26,{"v":0,"d":"0.00"},{"v":0,"d":"0.0000%"},{"v":0,"d":"0.00"},"I","ZP,RHB",8713]
[4038,"L7.2",null,"L81511","11.41N Chodítko Standard","4- kolesové, skladacie, rúčky obchvatom a brzdami sú nastaviteľné na výšku, hmotnosť 10 kg, nosnosť 100 kg","VAS","IT","ks",{"v":0.1,"d":"10.00%"},73.35,73.35,{"v":0,"d":"0.00"},{"v":0,"d":"0.0000%"},{"v":0,"d":"0.00"},"I","ZP,RHB",8713]
[4039,"L7.2",null,"L72048","ROLLATOR B - chodúľka","šírka 58cm,výška 78-94cm,nosnosť 120 kg,štvorkolesová,skladacia","B-B","DE","ks",{"v":0.1,"d":"10.00%"},73.37,73.37,{"v":0,"d":"0.00"},{"v":0,"d":"0.0000%"},{"v":0,"d":"0.00"},"I","ZP,RHB",8713]
[4040,"L7.2",null,"L88244","Chodítko ERGO","šírka 69cm , nosnosť 120kg, hmotnosť 11,2kg","DEZ","DE","ks",{"v":0.1,"d":"10.00%"},73.38,73.38,{"v":0,"d":"0.00"},{"v":0,"d":"0.0000%"},{"v":0,"d":"0.00"},"I","ZP,RHB",8713]
[4041,"L7.2",null,"L94242","Chodítko štvorkolesové S100","nosnosť 130 kg, šírka sedu 37,5 cm","AVV","SI","ks",{"v":0.1,"d":"10.00%"},73.38,73.38,{"v":0,"d":"0.00"},{"v":0,"d":"0.0000%"},{"v":0,"d":"0.00"},"I","ZP,RHB",8713]
[4042,"L7.2",null,"L94243","Chodítko štvorkolesové S103","nosnosť 114kg, šírka sedu 45 cm","AVV","SI","ks",{"v":0.1,"d":"10.00%"},73.38,73.38,{"v":0,"d":"0.00"},{"v":0,"d":"0.0000%"},{"v":0,"d":"0.00"},"I","ZP,RHB",8713]
[4043,"L7.2",null,"L52999","Chodúľka 4 - kolesová","šírka 59 cm, nosnosť do 130kg","ORD","DE","ks",{"v":0.1,"d":"10.00%"},73.38,73.38,{"v":0,"d":"0.00"},{"v":0,"d":"0.0000%"},{"v":0,"d":"0.00"},"I","ZP,RHB",8713]
[4044,"L7.2",null,"L53004","Rolátor  6 AWL","šírka 45 cm, nosnosť do 100 kg, hmotnosť 6,3  kg","ORD","DE","ks",{"v":0.1,"d":"10.00%"},73.38,73.38,{"v":0,"d":"0.00"},{"v":0,"d":"0.0000%"},{"v":0,"d":"0.00"},"I","ZP,RHB",8713]
[4045,"L7.2","Z","L65385","Štvorkolka QUATRO","šírka 59 cm, výška 80-93 cm, nosnosť do 130 kg, skladacia","TLP","FR","ks",{"v":0.1,"d":"10.00%"},73.38,73.38,{"v":0,"d":"0.00"},{"v":0,"d":"0.0000%"},{"v":0,"d":"0.00"},"I","ZP,RHB",8713]
[4046,"L7.2",null,"L81917","Chodítko 3-kolesové skladacie",null,"MOB","PL","ks",{"v":0.1,"d":"10.00%"},74.74,73.38,1.36,{"v":0.018196,"d":"1.8196%"},{"v":0,"d":"0.00"},"S","ZP,RHB",8713]
[4047,"L7.2",null,"L81918","Chodítko 4-kolesové skladacie",null,"MOB","PL","ks",{"v":0.1,"d":"10.00%"},74.74,73.38,1.36,{"v":0.018196,"d":"1.8196%"},{"v":0,"d":"0.00"},"S","ZP,RHB",8713]
[4048,"L7.2",null,"L93563","Chodítko trojkolesové VCBK5","skladacie,s taškou, košíkom a táckou, šírka chodítka 64,5 cm, nosnosť 120 kg, hmotnosť 5,5 kg","MDH","PL","ks",{"v":0.1,"d":"10.00%"},77.35,73.38,3.97,{"v":0.051325,"d":"5.1325%"},{"v":0,"d":"0.00"},"S","ZP,RHB",87139000]
[4049,"L7.2",null,"L93566","Chodítko štvorkolesové VCBK22","skladacie, so sedadlom,s košíkom a táckou, šírka sedadla 41 cm, šírka chodítka 59 cm, výška chodítka 79-89 cm, nosnosť 110 kg, hmotnosť 13 kg","MDH","PL","ks",{"v":0.1,"d":"10.00%"},83.37,73.38,9.99,{"v":0.11982699999999999,"d":"11.9827%"},{"v":0,"d":"0.00"},"S","ZP,RHB",87139000]
[4050,"L7.2",null,"L53904","Chodítko 4-kolesové","šírka 46 cm, výška 70 -98 cm","PAT","CZ","ks",{"v":0.1,"d":"10.00%"},84.15,73.38,10.77,{"v":0.12798600000000002,"d":"12.7986%"},{"v":0,"d":"0.00"},"S","ZP,RHB",8713]
[4051,"L7.2",null,"L53903","Delta trojkolesové","šírka 40 cm, výška 80 - 92 cm","PAT","CZ","ks",{"v":0.1,"d":"10.00%"},84.15,73.38,10.77,{"v":0.12798600000000002,"d":"12.7986%"},{"v":0,"d":"0.00"},"S","ZP,RHB",8713]
[4052,"L7.2",null,"L91769","Chodítko - rolátor štvorkolesový","AT02009","ANK","PL","ks",{"v":0.1,"d":"10.00%"},{"v":92.4,"d":"92.40"},73.38,19.02,{"v":0.205844,"d":"20.5844%"},{"v":0,"d":"0.00"},"S","ZP,RHB",90214000]
[4053,"L7.2",null,"L86980","Štvorkolka MOVE LIGHT","odľahčená štvorkolka s nosnosťou do 100 kg","TLP","FR","ks",{"v":0.1,"d":"10.00%"},96.21,73.38,22.83,{"v":0.23729299999999998,"d":"23.7293%"},{"v":0,"d":"0.00"},"S","ZP,RHB",8713]
[4054,"L7.2",null,"L93722","Chodítko štvorkolesové hliníkové TGR-R RA 882","s operadlom, nosnosť 110 kg","TIG","PL","ks",{"v":0.1,"d":"10.00%"},97.01,73.38,23.63,{"v":0.243583,"d":"24.3583%"},{"v":0,"d":"0.00"},"S","ZP,RHB",8713]
[4055,"L7.2",null,"L65384","Trojkolka TRIO","šírka 64 cm, výška 80 - 90 cm, nosnosť do 100 kg, skladacia","TLP","FR","ks",{"v":0.1,"d":"10.00%"},97.63,73.38,24.25,{"v":0.248387,"d":"24.8387%"},{"v":0,"d":"0.00"},"S","ZP,RHB",8713]
[4056,"L7.2",null,"L93565","Chodítko štvorkolesové VCBK222B","skladacie, so sedadlom,taškou a opierkou chrbta, šírka chodítka 67 cm, výška chodítka 80-92 cm, nosnosť 136 kg, hmotnosť 7 kg","MDH","PL","ks",{"v":0.1,"d":"10.00%"},103.26,73.38,29.88,{"v":0.289367,"d":"28.9367%"},{"v":0,"d":"0.00"},"S","ZP,RHB",87139000]
[4057,"L7.2",null,"L90101","Chodítko rolátor štvorkolesový RL smart","nosnosť 136 kg, hmotnosť 6,7 kg","B-B","DE","ks",{"v":0.1,"d":"10.00%"},108.24,73.38,34.86,{"v":0.322062,"d":"32.2062%"},{"v":0,"d":"0.00"},"S","ZP,RHB",8713]
[4058,"L7.2",null,"L98344","Chodítko - rolátor štvorkolesový AT51112",null,"ANK","PL","ks",{"v":0.1,"d":"10.00%"},68.64,13.72,54.92,{"v":0.8001170000000001,"d":"80.0117%"},{"v":0,"d":"0.00"},"S","ZP,RHB",90214000]
[4059,{"$nulls":3},"L7.3 G-aparát",{"$nulls":11},154.49,"ks"]
[4060,"L7.3",null,"L89358","Chodítko vysoké s ručnými opierkami","nosnosť 130kg, celková šírka len 59 cm, nastaviteľné 90-140 cm","VLP","SK","ks",{"v":0.1,"d":"10.00%"},137.54,137.54,{"v":0,"d":"0.00"},{"v":0,"d":"0.0000%"},{"v":0,"d":"0.00"},"I","ZP,RHB",8713]
[4061,"L7.3",null,"L93721","Chodítko štvorkolesové oceľové TGR-R RS 8811","s oporou na lakte, výškovo nastaviteľné, nosnosť 135 kg","TIG","PL","ks",{"v":0.1,"d":"10.00%"},{"v":150,"d":"150.00"},{"v":150,"d":"150.00"},{"v":0,"d":"0.00"},{"v":0,"d":"0.0000%"},{"v":0,"d":"0.00"},"I","ZP,RHB",87139000]
[4062,"L7.3",null,"L93143","Chodítko štvorkolesové AMBONA","s opierkou na predlaktia, šírka chodítka 64 cm, nosnosť 120 kg, hmotnosť 10,5 kg, model VCBK2A","MDH","PL","ks",{"v":0.1,"d":"10.00%"},{"v":151.8,"d":"151.80"},{"v":151.8,"d":"151.80"},{"v":0,"d":"0.00"},{"v":0,"d":"0.0000%"},{"v":0,"d":"0.00"},"I","ZP,RHB",87139000]
[4063,"L7.3",null,"L69321","Chodítko AU-07","šírka 64 cm, nosnosť 130kg","AUY","CZ","ks",{"v":0.1,"d":"10.00%"},152.31,152.31,{"v":0,"d":"0.00"},{"v":0,"d":"0.0000%"},{"v":0,"d":"0.00"},"I","ZP,RHB",8713]
[4064,"L7.3",null,"L88435","Chodítko podpažné MOPEDIA, model RP753A","skladacie, rám z lakovanej ocele","MOJ","IT","ks",{"v":0.1,"d":"10.00%"},153.78,153.78,{"v":0,"d":"0.00"},{"v":0,"d":"0.0000%"},{"v":0,"d":"0.00"},"I","ZP,RHB",8713]
[4065,"L7.3",null,"L82431","Chodítko s podpazušnými podperami (G-aparát)","Šírka:60 cm, dĺžka:74 cm, Typ: OSD 1100","FZZ","IT","ks",{"v":0.1,"d":"10.00%"},154.44,154.44,{"v":0,"d":"0.00"},{"v":0,"d":"0.0000%"},{"v":0,"d":"0.00"},"I","ZP,RHB",8713]
[4066,"L7.3","Z","L81513","11.27 G - aparát","4- kolesové s podpažným výstrojom, šírka 63 cm, dĺžka 73 cm, výška 108- 140 cm, hmotnosť 9,4 kg","VAS","IT","ks",{"v":0.1,"d":"10.00%"},154.45,154.45,{"v":0,"d":"0.00"},{"v":0,"d":"0.0000%"},{"v":0,"d":"0.00"},"I","ZP,RHB",8713]
[4067,"L7.3",null,"L93567","Chodítko štvorkolesové VCBK223","skladacie, so sedadlom,košíkom, táckou a opierkami predlaktia, šírka chodítka 60 cm, výška chodítka 98 cm, dĺžka chodítka 70cm, výška sedadla 61 cm, výška rukovätí 78-98 cm, nosnosť 120 kg, hmotnosť 13,5 kg","MDH","PL","ks",{"v":0.1,"d":"10.00%"},177.32,154.49,22.83,{"v":0.12875,"d":"12.8750%"},{"v":0,"d":"0.00"},"S","ZP,RHB",87139000]
[4068,"L7.3",null,"L71141","Lojzík","šírka 58 cm, nosnosť 50 kg","REP","CZ","ks",{"v":0.1,"d":"10.00%"},{"v":336.6,"d":"336.60"},154.49,182.11,{"v":0.5410280000000001,"d":"54.1028%"},{"v":0,"d":"0.00"},"S","ZP,RHB",8713]
[4069,{"$nulls":3},"L7.4 Dynamické a statické vertikalizátory",{"$nulls":11},1220.62,"ks"]
[4070,"L7.4","Z","L71229","ACTIVAL","dynamický rehabilitačný vzpriamovač","ACS","PL","ks",{"v":0.1,"d":"10.00%"},{"v":1220.62,"d":"1,220.62"},{"v":1220.62,"d":"1,220.62"},{"v":0,"d":"0.00"},{"v":0,"d":"0.0000%"},{"v":0,"d":"0.00"},"I","RHB, ZP",8713]
[4071,{"$nulls":3},"L8 Zdvihák"]
[4072,{"$nulls":3},"L8.1 Zdvihák, vaňový",{"$nulls":11},692.62,"ks"]
[4073,"L8.1",null,"L70076","Capri","šírka 37,7- 70cm, nosnosť 130 kg, hmotnosť 15,1 kg","MEY","DE","ks",{"v":0.1,"d":"10.00%"},466.65,466.65,{"v":0,"d":"0.00"},{"v":0,"d":"0.0000%"},{"v":0,"d":"0.00"},"I","ZP,RHB",84289095]
[4074,"L8.1",null,"L88250","Zdvihák vaňový Kanjo","protišmykový poťah","DEZ","DE","ks",{"v":0.1,"d":"10.00%"},{"v":583.6,"d":"583.60"},{"v":583.6,"d":"583.60"},{"v":0,"d":"0.00"},{"v":0,"d":"0.0000%"},{"v":0,"d":"0.00"},"I","ZP,RHB",84289095]
[4075,"L8.1",null,"L89012","Zdvihák vaňový RS900","nosnosť 136 kg","MOJ","IT","ks",{"v":0.1,"d":"10.00%"},681.78,681.78,{"v":0,"d":"0.00"},{"v":0,"d":"0.0000%"},{"v":0,"d":"0.00"},"I","ZP,RHB",84289095]
[4076,"L8.1","Z","L80203","Zdvihák vaňový Orca","nosnosť 140 kg","AQT","DE","ks",{"v":0.1,"d":"10.00%"},692.62,692.62,{"v":0,"d":"0.00"},{"v":0,"d":"0.0000%"},{"v":0,"d":"0.00"},"I","ZP,RHB",84289095]
[4077,{"$nulls":3},"L8.2 Zdvihák univerzálny",{"$nulls":11},898.42,"ks"]
[4078,"L8.2",null,"L68425","Sunlift 130 E","príslušenstvo, popruhy","SUN","ES","ks",{"v":0.1,"d":"10.00%"},819.72,819.72,{"v":0,"d":"0.00"},{"v":0,"d":"0.0000%"},{"v":0,"d":"0.00"},"I","ZP,RHB",84289095]
[4079,"L8.2",null,"L95292","Zdvihák pacientsky elektrický ask-foldy","nosnosť 150 kg","AKS","DE","ks",{"v":0.1,"d":"10.00%"},898.39,898.39,{"v":0,"d":"0.00"},{"v":0,"d":"0.0000%"},{"v":0,"d":"0.00"},"I","ZP,RHB",84289095]
[4080,"L8.2",null,"L69845","Elektrický zdvihák pacienta s U závesom","s príslušenstvom popruhy, šírka 59-92,  dĺžka 107 cm, nosnosť 150 kg","TLP","FR","ks",{"v":0.1,"d":"10.00%"},898.42,898.42,{"v":0,"d":"0.00"},{"v":0,"d":"0.0000%"},{"v":0,"d":"0.00"},"I","ZP,RHB",84289095]
[4081,"L8.2",null,"L92690","zdvihák elektrický Birdie","na kolieskach, na zdvíhanie a presun pacienta","IVD","PT","ks",{"v":0.1,"d":"10.00%"},898.42,898.42,{"v":0,"d":"0.00"},{"v":0,"d":"0.0000%"},{"v":0,"d":"0.00"},"I","ZP,RHB",84289095]
[4082,"L8.2","Z","L88564","Zdvihák elektrický MOPEDIA JUMBO RP807","s U závesom, nosnosť 150 kg","MOJ","IT","ks",{"v":0.1,"d":"10.00%"},898.42,898.42,{"v":0,"d":"0.00"},{"v":0,"d":"0.0000%"},{"v":0,"d":"0.00"},"I","ZP,RHB",84289095]
[4083,{"$nulls":3},"L9 Posteľ polohovacia"]
[4084,{"$nulls":3},"L9.1 Posteľ polohovacia, detská",{"$nulls":11},662.2,"ks"]
[4085,"L9.1","Z","L74187","DPL-70","šírka 70 cm, dĺžka 140 cm, nosnosť 70 kg, zábrana, hmotnosť 53 kg, detská polohovacia, vrátane matraca","PRR","CZ","ks",{"v":0.2,"d":"20.00%"},{"v":662.2,"d":"662.20"},{"v":662.2,"d":"662.20"},{"v":0,"d":"0.00"},{"v":0,"d":"0.0000%"},{"v":0,"d":"0.00"},"I","ZP,RHB",94032020]
[4086,"L9.1",null,"L65698","Detská polohovacia postieľka","dĺžka 150cm, 170cm, nosnosť 55kg, matrac","REP","CZ","ks",{"v":0.2,"d":"20.00%"},865.44,{"v":662.2,"d":"662.20"},203.24,{"v":0.23484000000000002,"d":"23.4840%"},{"v":0,"d":"0.00"},"S","ZP,RHB",94032020]
[4087,{"$nulls":3},"L9.2 Posteľ polohovacia",{"$nulls":11},937.6,"ks"]
[4088,"L9.2",null,"L95736","Lôžko polohovacie elektrické","AT52201, nosnosť do 175 kg","ANK","PL","ks",{"v":0.2,"d":"20.00%"},{"v":930,"d":"930.00"},{"v":930,"d":"930.00"},{"v":0,"d":"0.00"},{"v":0,"d":"0.0000%"},{"v":0,"d":"0.00"},"I","ZP,RHB",94032020]
[4089,"L9.2",null,"L94051","Posteľ polohovacia elektrická Medley Ergo","na kolieskach, s matracom, hrazdou a zábranami, nosnosť 145 kg","IVD","PT","ks",{"v":0.2,"d":"20.00%"},{"v":935.6,"d":"935.60"},{"v":935.6,"d":"935.60"},{"v":0,"d":"0.00"},{"v":0,"d":"0.0000%"},{"v":0,"d":"0.00"},"I","ZP,RHB",94032020]
[4090,"L9.2",null,"L65550","Lôžko polohovacie elektrické","elektrická, šírka 90 cm, matrac, dĺžka 200 cm, nosnosť 170 kg, hrazda, zábrana","PRR","CZ","ks",{"v":0.2,"d":"20.00%"},937.53,937.53,{"v":0,"d":"0.00"},{"v":0,"d":"0.0000%"},{"v":0,"d":"0.00"},"I","ZP,RHB",94032020]
[4091,"L9.2",null,"L93727","Lôžko elektrické polohovacie aks-L4","nosnosť 185 kg","AKG","DE","ks",{"v":0.2,"d":"20.00%"},937.54,937.54,{"v":0,"d":"0.00"},{"v":0,"d":"0.0000%"},{"v":0,"d":"0.00"},"I","ZP,RHB",94032020]
[4092,"L9.2",null,"L88494","Lôžko elektrické LUNA","polohovacie lôžko","VEK","PL","ks",{"v":0.2,"d":"20.00%"},937.58,937.58,{"v":0,"d":"0.00"},{"v":0,"d":"0.0000%"},{"v":0,"d":"0.00"},"I","ZP,RHB",94032020]
[4093,"L9.2",null,"L80701","DALI","veľkosť lôžka 200x90, nosnosť 175 kg, 4 funkcie k prestaveniu, s matracom, hrazdou a trianglom, bočné zábrany","BUR","DE","ks",{"v":0.2,"d":"20.00%"},{"v":937.6,"d":"937.60"},{"v":937.6,"d":"937.60"},{"v":0,"d":"0.00"},{"v":0,"d":"0.0000%"},{"v":0,"d":"0.00"},"I","ZP,RHB",94032020]
[4094,"L9.2",null,"L72461","Domiflex","elektrická , nosnosť 135 kg, hrazda, zábrana, matrac, šírka 103,4 cm dĺžka 214 cm","HBO","DE","ks",{"v":0.2,"d":"20.00%"},{"v":937.6,"d":"937.60"},{"v":937.6,"d":"937.60"},{"v":0,"d":"0.00"},{"v":0,"d":"0.0000%"},{"v":0,"d":"0.00"},"I","ZP,RHB",94032020]
[4095,"L9.2","Z","L69844","Multicomfort G2","elektrická, šírka 105, matrac, dĺžka 214 cm, nosnosť 170 kg, hrazda, zábrana","TLP","FR","ks",{"v":0.2,"d":"20.00%"},{"v":937.6,"d":"937.60"},{"v":937.6,"d":"937.60"},{"v":0,"d":"0.00"},{"v":0,"d":"0.0000%"},{"v":0,"d":"0.00"},"I","ZP,RHB",94032020]
[4096,"L9.2",null,"L77917","ARMINIA II","veľkosť lôžka 200x90, nosnosť 175 kg, 4 funkcie k prestaveniu, s matracom, hrazdou a trianglom, bočné zábrany","BUR","DE","ks",{"v":0.2,"d":"20.00%"},940.22,{"v":937.6,"d":"937.60"},2.62,{"v":0.002787,"d":"0.2787%"},{"v":0,"d":"0.00"},"S","ZP,RHB",94032020]
[4097,{"$nulls":3},"L10 Stolička  toaletná, vozík toaletný a príslušenstvo",{"$nulls":11},122.31,"ks"]
[4098,"L10",null,"L88562","Vozík toaletný Vitea Care - kreslo pojazdné","s výklopnými podrúčkami a stupačkami, s brzdami šírka sedadla 46 cm,výška sedadla 41 cm,výška operadla 41 cm,hmotnosť 12,5 kg, nosnosť 100 kg, úžit. doba 5 rokov","MDH","PL","ks",{"v":0.1,"d":"10.00%"},110.88,110.88,{"v":0,"d":"0.00"},{"v":0,"d":"0.0000%"},{"v":0,"d":"0.00"},"I","ZP,RHB",39229000]
[4099,"L10",null,"L89387","Kreslo toaletné pojazdné VLK","nosnosť 130kg, vhodné nad WC, vhodné na sprchovanie, oceľové","VLP","SK","ks",{"v":0.1,"d":"10.00%"},114.05,114.05,{"v":0,"d":"0.00"},{"v":0,"d":"0.0000%"},{"v":0,"d":"0.00"},"I","ZP,RHB",39229000]
[4100,"L10",null,"L94055","vozík toaletný H720T","nosnosť 135 kg","AQT","DE","ks",{"v":0.1,"d":"10.00%"},{"v":120.3,"d":"120.30"},{"v":120.3,"d":"120.30"},{"v":0,"d":"0.00"},{"v":0,"d":"0.0000%"},{"v":0,"d":"0.00"},"I","ZP,RHB",39229000]
[4101,"L10",null,"L94255","Kreslo toaletné pojazdné S512","šírka sedu 42 cm, nosnosť 125 kg","AVV","SI","ks",{"v":0.1,"d":"10.00%"},122.31,122.31,{"v":0,"d":"0.00"},{"v":0,"d":"0.0000%"},{"v":0,"d":"0.00"},"I","ZP,RHB",39229000]
[4102,"L10",null,"L37762","MEYRA, toaletný vozík","šírka 45 cm,  nosnosť do 120 kg, hmotnosť 15,3  kg","MEY","DE","ks",{"v":0.1,"d":"10.00%"},122.31,122.31,{"v":0,"d":"0.00"},{"v":0,"d":"0.0000%"},{"v":0,"d":"0.00"},"I","ZP,RHB",39229000]
[4103,"L10",null,"L65376","Toaletné kreslo pojazdné THUASNE","kovové, nosnosť do 100 kg","TLP","FR","ks",{"v":0.1,"d":"10.00%"},122.31,122.31,{"v":0,"d":"0.00"},{"v":0,"d":"0.0000%"},{"v":0,"d":"0.00"},"I","ZP,RHB",39229000]
[4104,"L10",null,"L72046","TS 200","šírka sedu 45 cm, nosnosť 120 kg, hmotnosť 15,4 kg","B-B","DE","ks",{"v":0.1,"d":"10.00%"},122.31,122.31,{"v":0,"d":"0.00"},{"v":0,"d":"0.0000%"},{"v":0,"d":"0.00"},"I","ZP,RHB",39229000]
[4105,"L10",null,"L37790","TV  45, toaletný vozík","šírka 45 cm,  nosnosť do 90 kg, hmotnosť 13,5  kg","PAT","CZ","ks",{"v":0.1,"d":"10.00%"},122.31,122.31,{"v":0,"d":"0.00"},{"v":0,"d":"0.0000%"},{"v":0,"d":"0.00"},"I","ZP,RHB",39229000]
[4106,"L10",null,"L88567","Vozík toaletný MOPEDIA RC 110","oceľ. konštrukcia, plast. sedadlo, nosnosť 130 kg","MOJ","IT","ks",{"v":0.1,"d":"10.00%"},122.31,122.31,{"v":0,"d":"0.00"},{"v":0,"d":"0.0000%"},{"v":0,"d":"0.00"},"I","ZP,RHB",39229000]
[4107,"L10","Z","L88246","Vozík toaletný TSU -1","s kolieskami, toaletnou nádobou","DEZ","DE","ks",{"v":0.1,"d":"10.00%"},122.31,122.31,{"v":0,"d":"0.00"},{"v":0,"d":"0.0000%"},{"v":0,"d":"0.00"},"I","ZP,RHB",39229000]
[4108,"L10",null,"L57165","TP GR303","šírka sedu 45 cm, hmotnosť 12 kg, nosnosť 100 kg","NUO","IT","ks",{"v":0.1,"d":"10.00%"},172.31,122.31,{"v":50,"d":"50.00"},{"v":0.29017499999999996,"d":"29.0175%"},{"v":0,"d":"0.00"},"S","ZP,RHB",39229000]
[4109,{"$nulls":3},"L11 Trojkolesový vozík, príslušenstvo"]
[4110,{"$nulls":3},"L11.1 Trojkolesový vozík",{"$nulls":11},465.96,"ks"]
[4111,"L11.1",null,"L52900","Trojkolesový vozík  Štandard","výška postavy  150 - 195 cm nožný pohon","KVA","SK","ks",{"v":0.1,"d":"10.00%"},465.96,465.96,{"v":0,"d":"0.00"},{"v":0,"d":"0.0000%"},{"v":0,"d":"0.00"},"I","ZP,RHB",8713]
[4112,"L11.1","Z","L52901","Trojkolesový vozík Junior","výška postavy od 125 cm  do 158 cm, nožný pohon","KVA","SK","ks",{"v":0.1,"d":"10.00%"},465.96,465.96,{"v":0,"d":"0.00"},{"v":0,"d":"0.0000%"},{"v":0,"d":"0.00"},"I","ZP,RHB",8713]
[4113,"L11.1",null,"L73086","Trojkolesový bicykel PP 5235","výška postavy  150 cm, nožný pohon","PPR","HU","ks",{"v":0.1,"d":"10.00%"},493.09,465.96,27.13,{"v":0.05502,"d":"5.5020%"},{"v":0,"d":"0.00"},"S","ZP,RHB",8713]
[4114,"L11.1",null,"L96414","Trojkolka Tricykel BIAN","s 3-rýchlostnou planétovou prevodovkou a spiatočkou","BNS","SK","ks",{"v":0.1,"d":"10.00%"},{"v":1054.68,"d":"1,054.68"},465.96,588.72,{"v":0.558198,"d":"55.8198%"},{"v":0,"d":"0.00"},"S","ZP,RHB",8713]
[4115,{"$nulls":3},"L11.2 Príslušenstvo k trojkolesovému vozíku",{"$nulls":11},1.99,"ks"]
[4116,"L11.2","Z","L53546","Príslušenstvo k trojkolesovým bicyklom - držiak na barlu","Držiak na barlu","KVA","SK","ks",{"v":0.1,"d":"10.00%"},1.99,1.99,{"v":0,"d":"0.00"},{"v":0,"d":"0.0000%"},{"v":0,"d":"0.00"},"I","RHB",8713]
[4117,"L11.2",null,"L53545","Príslušenstvo k trojkolesovým bicyklom - pedál s klipsou","Pedál s klipsou na upevnenie nohy","KVA","SK","ks",{"v":0.1,"d":"10.00%"},6.27,1.99,4.28,{"v":0.682616,"d":"68.2616%"},{"v":0,"d":"0.00"},"S","RHB",8713]
[4118,{"$nulls":3},"N1 Načúvacie prístroje s príslušenstvom"]
[4119,{"$nulls":3},"N1.2 Závesný načúvací prístoj"]
[4120,{"$nulls":3},"N1.2.1 Stredne ťažká nedoslýchavosť",{"$nulls":11},191.31,"ks"]
[4121,"N1.2.1",null,"N98676","Prístroj načúvací Phonak Vitus BTE-micro","digitálny","SOQ","CH","ks",{"v":0.1,"d":"10.00%"},{"v":190,"d":"190.00"},{"v":190,"d":"190.00"},{"v":0,"d":"0.00"},{"v":0,"d":"0.0000%"},{"v":0,"d":"0.00"},"I","FON,ORN",90214000]
[4122,"N1.2.1",null,"N99606","Prístroj načúvací Widex EVOKE 50","E-FM, závesný","WID","DK","ks",{"v":0.1,"d":"10.00%"},{"v":190.5,"d":"190.50"},{"v":190.5,"d":"190.50"},{"v":0,"d":"0.00"},{"v":0,"d":"0.0000%"},{"v":0,"d":"0.00"},"I","FON,ORN",9021]
[4123,"N1.2.1",null,"N99607","Prístroj načúvací Widex EVOKE 50","E-FA, závesný","WID","DK","ks",{"v":0.1,"d":"10.00%"},{"v":190.5,"d":"190.50"},{"v":190.5,"d":"190.50"},{"v":0,"d":"0.00"},{"v":0,"d":"0.0000%"},{"v":0,"d":"0.00"},"I","FON,ORN",9021]
[4124,"N1.2.1",null,"N96096","Prístroj načúvací digitálny Widex DREAM 100","D100 D-FA, závesný, BTE","WID","DK","ks",{"v":0.1,"d":"10.00%"},190.65,190.65,{"v":0,"d":"0.00"},{"v":0,"d":"0.0000%"},{"v":0,"d":"0.00"},"I","FON,ORN",9021]
[4125,"N1.2.1",null,"N96097","Prístroj načúvací digitálny Widex DREAM 100","D100 D-m, závesný, mini BTE","WID","DK","ks",{"v":0.1,"d":"10.00%"},190.65,190.65,{"v":0,"d":"0.00"},{"v":0,"d":"0.0000%"},{"v":0,"d":"0.00"},"I","FON,ORN",9021]
[4126,"N1.2.1",null,"N96098","Prístroj načúvací digitálny Widex DREAM 100","D100 D-PA, závesný, RIC","WID","DK","ks",{"v":0.1,"d":"10.00%"},190.65,190.65,{"v":0,"d":"0.00"},{"v":0,"d":"0.0000%"},{"v":0,"d":"0.00"},"I","FON,ORN",9021]
[4127,"N1.2.1",null,"N96099","Prístroj načúvací digitálny Widex DREAM 100","D100 D-FS, S/M, závesný, RIC","WID","DK","ks",{"v":0.1,"d":"10.00%"},190.65,190.65,{"v":0,"d":"0.00"},{"v":0,"d":"0.0000%"},{"v":0,"d":"0.00"},"I","FON,ORN",9021]
[4128,"N1.2.1",null,"N98202","Prístroj načúvací Widex UNIQUE 50","U50-PA, závesný, RIC","WID","DK","ks",{"v":0.1,"d":"10.00%"},190.65,190.65,{"v":0,"d":"0.00"},{"v":0,"d":"0.0000%"},{"v":0,"d":"0.00"},"I","FON,ORN",9021]
[4129,"N1.2.1",null,"N98203","Prístroj načúvací Widex UNIQUE 50","U50-FM, závesný","WID","DK","ks",{"v":0.1,"d":"10.00%"},190.65,190.65,{"v":0,"d":"0.00"},{"v":0,"d":"0.0000%"},{"v":0,"d":"0.00"},"I","FON,ORN",9021]
[4130,"N1.2.1",null,"N98204","Prístroj načúvací Widex UNIQUE 50","U50-FA, závesný","WID","DK","ks",{"v":0.1,"d":"10.00%"},190.65,190.65,{"v":0,"d":"0.00"},{"v":0,"d":"0.0000%"},{"v":0,"d":"0.00"},"I","FON,ORN",9021]
[4131,"N1.2.1",null,"N98207","Prístroj načúvací Widex UNIQUE 50","U50-FP T, závesný","WID","DK","ks",{"v":0.1,"d":"10.00%"},190.65,190.65,{"v":0,"d":"0.00"},{"v":0,"d":"0.0000%"},{"v":0,"d":"0.00"},"I","FON,ORN",9021]
[4132,"N1.2.1",null,"N98208","Prístroj načúvací Widex UNIQUE 50","U50-FS S/M, závesný, RIC","WID","DK","ks",{"v":0.1,"d":"10.00%"},190.65,190.65,{"v":0,"d":"0.00"},{"v":0,"d":"0.0000%"},{"v":0,"d":"0.00"},"I","FON,ORN",9021]
[4133,"N1.2.1",null,"N96167","Prístroj načúvací závesný ReSound ENYA 2","EY277-DW, BTE","GNR","DK","ks",{"v":0.1,"d":"10.00%"},190.65,190.65,{"v":0,"d":"0.00"},{"v":0,"d":"0.0000%"},{"v":0,"d":"0.00"},"I","FON,ORN",9021]
[4134,"N1.2.1",null,"N89397","Prístroj načúvací WIDEX MENU, ME-9","ME-9, závesný BTE","WID","DK","ks",{"v":0.1,"d":"10.00%"},190.66,190.66,{"v":0,"d":"0.00"},{"v":0,"d":"0.0000%"},{"v":0,"d":"0.00"},"I","FON,ORN",9021]
[4135,"N1.2.1",null,"N89396","Prístroj načúvací WIDEX MENU, ME-m","ME-m, závesný BTE","WID","DK","ks",{"v":0.1,"d":"10.00%"},190.66,190.66,{"v":0,"d":"0.00"},{"v":0,"d":"0.0000%"},{"v":0,"d":"0.00"},"I","FON,ORN",9021]
[4136,"N1.2.1",null,"N95600","Prístroj načúvací digitálny WIDEX DREAM 100","D100 D-9, závesný, BTE","WID","DK","ks",{"v":0.1,"d":"10.00%"},190.74,190.74,{"v":0,"d":"0.00"},{"v":0,"d":"0.0000%"},{"v":0,"d":"0.00"},"I","FON,ORN",9021]
[4137,"N1.2.1",null,"N90497","Prístroj načúvací INTERTON Share 1.1","SR1170-DVI, závesný, BTE","INH","DK","ks",{"v":0.1,"d":"10.00%"},190.74,190.74,{"v":0,"d":"0.00"},{"v":0,"d":"0.0000%"},{"v":0,"d":"0.00"},"I","FON,ORN",9021]
[4138,"N1.2.1",null,"N90490","Prístroj načúvací INTERTON Stage","ISG373-V, závesný, BTE","INH","DK","ks",{"v":0.1,"d":"10.00%"},190.74,190.74,{"v":0,"d":"0.00"},{"v":0,"d":"0.0000%"},{"v":0,"d":"0.00"},"I","FON,ORN",9021]
[4139,"N1.2.1",null,"N88173","Shine+ BTE","digitálny","UNH","CA","ks",{"v":0.1,"d":"10.00%"},191.28,191.28,{"v":0,"d":"0.00"},{"v":0,"d":"0.0000%"},{"v":0,"d":"0.00"},"I","FON,ORN",9021]
[4140,"N1.2.1",null,"N86898","ACTIVO Pro","digitálny","HST","DE","ks",{"v":0.1,"d":"10.00%"},191.31,191.31,{"v":0,"d":"0.00"},{"v":0,"d":"0.0000%"},{"v":0,"d":"0.00"},"I","FON,ORN",9021]
[4141,"N1.2.1",null,"N86587","Audifon arriva S+","digitálny načúvací prístroj","AUD","DE","ks",{"v":0.1,"d":"10.00%"},191.31,191.31,{"v":0,"d":"0.00"},{"v":0,"d":"0.0000%"},{"v":0,"d":"0.00"},"I","FON,ORN",9021]
[4142,"N1.2.1",null,"N86591","Audifon avero S+","digitálny načúvací prístroj","AUD","DE","ks",{"v":0.1,"d":"10.00%"},191.31,191.31,{"v":0,"d":"0.00"},{"v":0,"d":"0.0000%"},{"v":0,"d":"0.00"},"I","FON,ORN",9021]
[4143,"N1.2.1",null,"N75726","Hansaton starLITE3","digitálny","HST","DE","ks",{"v":0.1,"d":"10.00%"},191.31,191.31,{"v":0,"d":"0.00"},{"v":0,"d":"0.0000%"},{"v":0,"d":"0.00"},"I","FON,ORN",9021]
[4144,"N1.2.1",null,"N96512","Načúvací prístroj flow 1-13 SP","závesný, digitálny","HST","DE","ks",{"v":0.1,"d":"10.00%"},191.31,191.31,{"v":0,"d":"0.00"},{"v":0,"d":"0.0000%"},{"v":0,"d":"0.00"},"I","FON,ORN",9021]
[4145,"N1.2.1",null,"N41591","OTICON Swift 70+","analógový","OTI","DE","ks",{"v":0.1,"d":"10.00%"},191.31,191.31,{"v":0,"d":"0.00"},{"v":0,"d":"0.0000%"},{"v":0,"d":"0.00"},"I","FON,ORN",9021]
[4146,"N1.2.1","Z","N94850","Prístroj načúvací závesný Siemens Lotus BTE","12 P / 12 SP / 23 M / 23 P / 23 SP / Pro 2 M / Pro 2 SP / Prompt S / Prompt P","SVG","DE","ks",{"v":0.1,"d":"10.00%"},191.31,191.31,{"v":0,"d":"0.00"},{"v":0,"d":"0.0000%"},{"v":0,"d":"0.00"},"I","FON,ORN",90214000]
[4147,"N1.2.1",null,"N41593","OTICON Swift 90+","analógový","OTI","DE","ks",{"v":0.1,"d":"10.00%"},196.84,191.31,5.53,{"v":0.028094,"d":"2.8094%"},{"v":0,"d":"0.00"},"S","FON,ORN",9021]
[4148,"N1.2.1",null,"N80341","Neo 102","digitálny","BEN","CH","ks",{"v":0.1,"d":"10.00%"},225.07,191.31,33.76,{"v":0.149998,"d":"14.9998%"},{"v":0,"d":"0.00"},"S","FON,ORN",9021]
[4149,"N1.2.1",null,"N93521","Načúvací prístroj Baseo Q15","digitálný, závesný","PHN","CH","ks",{"v":0.1,"d":"10.00%"},225.31,191.31,{"v":34,"d":"34.00"},{"v":0.15090299999999998,"d":"15.0903%"},{"v":0,"d":"0.00"},"S","FON,ORN",90214000]
[4150,"N1.2.1",null,"N91723","Prístroj načúvací Quantum 6 BTE","univerzálny, digitálny, závesný","UNH","CA","ks",{"v":0.1,"d":"10.00%"},231.28,191.31,39.97,{"v":0.172821,"d":"17.2821%"},{"v":0,"d":"0.00"},"S","FON,ORN",9021]
[4151,"N1.2.1",null,"N95601","Prístroj načúvací digitálny Widex DREAM 110","D110 D-9, závesný","WID","DK","ks",{"v":0.1,"d":"10.00%"},232.15,191.31,40.84,{"v":0.175921,"d":"17.5921%"},{"v":0,"d":"0.00"},"S","FON,ORN",9021]
[4152,"N1.2.1",null,"N68022","Oticon GO BTE","digitálny","OTI","DK","ks",{"v":0.1,"d":"10.00%"},251.26,191.31,59.95,{"v":0.238597,"d":"23.8597%"},{"v":0,"d":"0.00"},"S","FON,ORN",9021]
[4153,"N1.2.1",null,"N84176","SIEMENS INTUIS DIR","digitálny","SAT","DE","ks",{"v":0.1,"d":"10.00%"},{"v":264,"d":"264.00"},191.31,72.69,{"v":0.275341,"d":"27.5341%"},{"v":0,"d":"0.00"},"S","FON,ORN",9021]
[4154,"N1.2.1",null,"N95205","Načúvací prístroj Bolero V30","závěsný, digitálny","PHN","CH","ks",{"v":0.1,"d":"10.00%"},291.31,191.31,{"v":100,"d":"100.00"},{"v":0.343277,"d":"34.3277%"},{"v":0,"d":"0.00"},"S","FON,ORN",90214000]
[4155,"N1.2.1",null,"N96022","Prístroj načúvací Naída V30-SP","digitálny, závesný","PHN","CH","ks",{"v":0.1,"d":"10.00%"},291.31,191.31,{"v":100,"d":"100.00"},{"v":0.343277,"d":"34.3277%"},{"v":0,"d":"0.00"},"S","FON,ORN",90214000]
[4156,"N1.2.1",null,"N86908","LUMEO Slim","digitálny","HST","DE","ks",{"v":0.1,"d":"10.00%"},{"v":333.6,"d":"333.60"},191.31,142.29,{"v":0.42652900000000005,"d":"42.6529%"},{"v":0,"d":"0.00"},"S","FON,ORN",9021]
[4157,"N1.2.1",null,"N98682","Prístroj načúvací Phonak Naída B30-SP","digitálny","SOQ","CH","ks",{"v":0.1,"d":"10.00%"},{"v":360,"d":"360.00"},191.31,168.69,{"v":0.46858299999999997,"d":"46.8583%"},{"v":0,"d":"0.00"},"S","FON,ORN",90214000]
[4158,"N1.2.1",null,"N97534","Prístroj načúvací závesný digitálny Phonak Bolero B30-M","BTE","SOQ","CH","ks",{"v":0.1,"d":"10.00%"},{"v":375,"d":"375.00"},191.31,183.69,{"v":0.48984,"d":"48.9840%"},{"v":0,"d":"0.00"},"S","FON,ORN",90214000]
[4159,"N1.2.1",null,"N95630","Prístroj načúvací Widex UNIQUE 220","U220-PA, digitálny, RIC","WID","DK","ks",{"v":0.1,"d":"10.00%"},399.64,191.31,208.33,{"v":0.5212939999999999,"d":"52.1294%"},{"v":0,"d":"0.00"},"S","FON,ORN",9021]
[4160,"N1.2.1",null,"N96025","Prístroj načúvací Naída V50-SP","digitálny, závesný","PHN","CH","ks",{"v":0.1,"d":"10.00%"},441.32,191.31,250.01,{"v":0.566505,"d":"56.6505%"},{"v":0,"d":"0.00"},"S","FON,ORN",90214000]
[4161,"N1.2.1",null,"N97538","Prístroj načúvací závesný digitálny Phonak Bolero B50-P","BTE","SOQ","CH","ks",{"v":0.1,"d":"10.00%"},505.01,191.31,{"v":313.7,"d":"313.70"},{"v":0.6211760000000001,"d":"62.1176%"},{"v":0,"d":"0.00"},"S","FON,ORN",90214000]
[4162,{"$nulls":3},"N1.2.2 Ťažká a veľmi ťažká nedoslýchavosť",{"$nulls":11},190.77,"ks"]
[4163,"N1.2.2",null,"N98677","Prístroj načúvací Phonak Vitus BTE-P","digitálny","SOQ","CH","ks",{"v":0.1,"d":"10.00%"},{"v":190,"d":"190.00"},{"v":190,"d":"190.00"},{"v":0,"d":"0.00"},{"v":0,"d":"0.0000%"},{"v":0,"d":"0.00"},"I","FON,ORN",90214000]
[4164,"N1.2.2",null,"N90498","Prístroj načúvací INTERTON Share 1.1","SR1180-DVI, závesný, Power BTE","INH","DK","ks",{"v":0.1,"d":"10.00%"},190.08,190.08,{"v":0,"d":"0.00"},{"v":0,"d":"0.0000%"},{"v":0,"d":"0.00"},"I","FON,ORN",9021]
[4165,"N1.2.2",null,"N94890","Prístroj načúvací závesný digitálny Widex MENU","ME-SP 3","WID","DK","ks",{"v":0.1,"d":"10.00%"},190.08,190.08,{"v":0,"d":"0.00"},{"v":0,"d":"0.0000%"},{"v":0,"d":"0.00"},"I","FON,ORN",9021]
[4166,"N1.2.2",null,"N99608","Prístroj načúvací Widex EVOKE 50","E-FP, závesný","WID","DK","ks",{"v":0.1,"d":"10.00%"},{"v":190.5,"d":"190.50"},{"v":190.5,"d":"190.50"},{"v":0,"d":"0.00"},{"v":0,"d":"0.0000%"},{"v":0,"d":"0.00"},"I","FON,ORN",9021]
[4167,"N1.2.2",null,"N0641A","Prístroj načúvací Interton Ready","RD270-DW, RD280-DW, RD262-DRW, RD261-DRW","INH","DK","ks",{"v":0.1,"d":"10.00%"},190.61,190.61,{"v":0,"d":"0.00"},{"v":0,"d":"0.0000%"},{"v":0,"d":"0.00"},"I","FON,ORN",9021]
[4168,"N1.2.2",null,"N96514","Prístroj načúvací flow 2-312 M, flow 2-13 SP, flow 2-675 UP","flow 2 BTE family, digitálny závesný","HST","DE","ks",{"v":0.1,"d":"10.00%"},190.63,190.63,{"v":0,"d":"0.00"},{"v":0,"d":"0.0000%"},{"v":0,"d":"0.00"},"I","FON,ORN",9021]
[4169,"N1.2.2",null,"N96100","Prístroj načúvací digitálny Widex DREAM 100","D100 D-FS, P/HP, závesný, BTE","WID","DK","ks",{"v":0.1,"d":"10.00%"},190.65,190.65,{"v":0,"d":"0.00"},{"v":0,"d":"0.0000%"},{"v":0,"d":"0.00"},"I","FON,ORN",9021]
[4170,"N1.2.2",null,"N97208","Prístroj načúvací digitálny závesný","sino P / sino S / sino XS / sino R HE S / sino R HE M","AUD","DE","ks",{"v":0.1,"d":"10.00%"},190.65,190.65,{"v":0,"d":"0.00"},{"v":0,"d":"0.0000%"},{"v":0,"d":"0.00"},"I","FON,ORN",9021]
[4171,"N1.2.2",null,"N98205","Prístroj načúvací Widex UNIQUE 50","U50-FA T, závesný","WID","DK","ks",{"v":0.1,"d":"10.00%"},190.65,190.65,{"v":0,"d":"0.00"},{"v":0,"d":"0.0000%"},{"v":0,"d":"0.00"},"I","FON,ORN",9021]
[4172,"N1.2.2",null,"N98206","Prístroj načúvací Widex UNIQUE 50","U50-FP, závesný","WID","DK","ks",{"v":0.1,"d":"10.00%"},190.65,190.65,{"v":0,"d":"0.00"},{"v":0,"d":"0.0000%"},{"v":0,"d":"0.00"},"I","FON,ORN",9021]
[4173,"N1.2.2",null,"N98209","Prístroj načúvací Widex UNIQUE 50","U50-FS P/HP, závesný, RITE","WID","DK","ks",{"v":0.1,"d":"10.00%"},190.65,190.65,{"v":0,"d":"0.00"},{"v":0,"d":"0.0000%"},{"v":0,"d":"0.00"},"I","FON,ORN",9021]
[4174,"N1.2.2",null,"N96166","Prístroj načúvací závesný ReSound ENYA 3","EY288-DW, BTE Power/High Power","GNR","DK","ks",{"v":0.1,"d":"10.00%"},190.65,190.65,{"v":0,"d":"0.00"},{"v":0,"d":"0.0000%"},{"v":0,"d":"0.00"},"I","FON,ORN",9021]
[4175,"N1.2.2",null,"N89398","Prístroj načúvací WIDEX MENU, ME-19","ME-19, závesný BTE","WID","DK","ks",{"v":0.1,"d":"10.00%"},190.66,190.66,{"v":0,"d":"0.00"},{"v":0,"d":"0.0000%"},{"v":0,"d":"0.00"},"I","FON,ORN",9021]
[4176,"N1.2.2",null,"N95591","Prístroj načúvací digitálny WIDEX DREAM 100","D100 D-FA P, závesný, BTE","WID","DK","ks",{"v":0.1,"d":"10.00%"},190.74,190.74,{"v":0,"d":"0.00"},{"v":0,"d":"0.0000%"},{"v":0,"d":"0.00"},"I","FON,ORN",9021]
[4177,"N1.2.2",null,"N90491","Prístroj načúvací INTERTON Stage","ISG383-V, závesný, Power BTE","INH","DK","ks",{"v":0.1,"d":"10.00%"},190.74,190.74,{"v":0,"d":"0.00"},{"v":0,"d":"0.0000%"},{"v":0,"d":"0.00"},"I","FON,ORN",9021]
[4178,"N1.2.2",null,"N94177","Prístroj načúvací Shine Rev 4 BTE","digitálny, závesný","UNH","CA","ks",{"v":0.1,"d":"10.00%"},190.74,190.74,{"v":0,"d":"0.00"},{"v":0,"d":"0.0000%"},{"v":0,"d":"0.00"},"I","FON,ORN",9021]
[4179,"N1.2.2",null,"N85524","Prístroj načúvací závesný digitálny 360e","digitálny","UNH","CA","ks",{"v":0.1,"d":"10.00%"},190.74,190.74,{"v":0,"d":"0.00"},{"v":0,"d":"0.0000%"},{"v":0,"d":"0.00"},"I","FON,ORN",9021]
[4180,"N1.2.2",null,"N86588","Audifon arriva M","digitálny načúvací prístroj","AUD","DE","ks",{"v":0.1,"d":"10.00%"},190.77,190.77,{"v":0,"d":"0.00"},{"v":0,"d":"0.0000%"},{"v":0,"d":"0.00"},"I","FON,ORN",9021]
[4181,"N1.2.2",null,"N86589","Audifon arriva X","digitálny načúvací prístroj","AUD","DE","ks",{"v":0.1,"d":"10.00%"},190.77,190.77,{"v":0,"d":"0.00"},{"v":0,"d":"0.0000%"},{"v":0,"d":"0.00"},"I","FON,ORN",9021]
[4182,"N1.2.2",null,"N86592","Audifon avero X","digitálny načúvací prístroj","AUD","DE","ks",{"v":0.1,"d":"10.00%"},190.77,190.77,{"v":0,"d":"0.00"},{"v":0,"d":"0.0000%"},{"v":0,"d":"0.00"},"I","FON,ORN",9021]
[4183,"N1.2.2",null,"N87588","Audifon Prado M","Digitálny načúvací prístroj","ADF","DE","ks",{"v":0.1,"d":"10.00%"},190.77,190.77,{"v":0,"d":"0.00"},{"v":0,"d":"0.0000%"},{"v":0,"d":"0.00"},"I","FON,ORN",9021]
[4184,"N1.2.2",null,"N86906","BASE High Power","digitálny","HST","DE","ks",{"v":0.1,"d":"10.00%"},190.77,190.77,{"v":0,"d":"0.00"},{"v":0,"d":"0.0000%"},{"v":0,"d":"0.00"},"I","FON,ORN",9021]
[4185,"N1.2.2",null,"N86905","BASE m2","digitálny","HST","DE","ks",{"v":0.1,"d":"10.00%"},190.77,190.77,{"v":0,"d":"0.00"},{"v":0,"d":"0.0000%"},{"v":0,"d":"0.00"},"I","FON,ORN",9021]
[4186,"N1.2.2",null,"N86904","BASE mP","digitálny","HST","DE","ks",{"v":0.1,"d":"10.00%"},190.77,190.77,{"v":0,"d":"0.00"},{"v":0,"d":"0.0000%"},{"v":0,"d":"0.00"},"I","FON,ORN",9021]
[4187,"N1.2.2",null,"N75725","Hansaton DYNAMIC-HP VC","digitálny","HST","DE","ks",{"v":0.1,"d":"10.00%"},190.77,190.77,{"v":0,"d":"0.00"},{"v":0,"d":"0.0000%"},{"v":0,"d":"0.00"},"I","FON,ORN",9021]
[4188,"N1.2.2","Z","N88589","Stage Super Power","závesné digitálne","INT","DK","ks",{"v":0.1,"d":"10.00%"},190.77,190.77,{"v":0,"d":"0.00"},{"v":0,"d":"0.0000%"},{"v":0,"d":"0.00"},"I","FON,ORN",9021400]
[4189,"N1.2.2",null,"N86314","Prístroj načúvací závesný Siemens Lotus","Pro SP / Prompt SP","SAT","DE","ks",{"v":0.1,"d":"10.00%"},{"v":191.4,"d":"191.40"},190.77,0.63,{"v":0.003292,"d":"0.3292%"},{"v":0,"d":"0.00"},"S","FON,ORN",90214000]
[4190,"N1.2.2",null,"N91726","Prístroj načúvací Max E SP","digitálny, závesný","UNH","CA","ks",{"v":0.1,"d":"10.00%"},205.74,190.77,14.97,{"v":0.07276200000000001,"d":"7.2762%"},{"v":0,"d":"0.00"},"S","FON,ORN",9021]
[4191,"N1.2.2",null,"N91727","Prístroj načúvací Max E SPm","digitálny, závesný","UNH","CA","ks",{"v":0.1,"d":"10.00%"},205.74,190.77,14.97,{"v":0.07276200000000001,"d":"7.2762%"},{"v":0,"d":"0.00"},"S","FON,ORN",9021]
[4192,"N1.2.2",null,"N91722","Prístroj načúvací Quantum E BTE","univerzálny, digitálny, závesný","UNH","CA","ks",{"v":0.1,"d":"10.00%"},210.17,190.77,{"v":19.4,"d":"19.40"},{"v":0.09230600000000001,"d":"9.2306%"},{"v":0,"d":"0.00"},"S","FON,ORN",9021]
[4193,"N1.2.2",null,"N81188","Audionika PBTE LA","digitálny","ADN","CZ","ks",{"v":0.1,"d":"10.00%"},219.01,190.77,28.24,{"v":0.128944,"d":"12.8944%"},{"v":0,"d":"0.00"},"S","FON,ORN",9021]
[4194,"N1.2.2",null,"N80342","Neo 112","digitálny","BEN","CH","ks",{"v":0.1,"d":"10.00%"},225.07,190.77,{"v":34.3,"d":"34.30"},{"v":0.152397,"d":"15.2397%"},{"v":0,"d":"0.00"},"S","FON,ORN",9021]
[4195,"N1.2.2",null,"N92651","Prístroj načúvací Beltone BTE Bold Family","BO295-DVI","BTO","DK","ks",{"v":0.1,"d":"10.00%"},225.77,190.77,{"v":35,"d":"35.00"},{"v":0.155025,"d":"15.5025%"},{"v":0,"d":"0.00"},"S","FON,ORN",9021]
[4196,"N1.2.2",null,"N95132","Prístroj načúvací digitálny Beltone BTE Ally Family","AY486-DW / AY476-DW / AY464-DRW / AY466-DRW","BTO","DK","ks",{"v":0.1,"d":"10.00%"},225.77,190.77,{"v":35,"d":"35.00"},{"v":0.155025,"d":"15.5025%"},{"v":0,"d":"0.00"},"S","FON,ORN",9021]
[4197,"N1.2.2",null,"N95885","Prístroj načúvací Stride P 500 BTE","kombinovaný, digitálny, závesný","UNH","CA","ks",{"v":0.1,"d":"10.00%"},229.77,190.77,{"v":39,"d":"39.00"},{"v":0.16973500000000002,"d":"16.9735%"},{"v":0,"d":"0.00"},"S","FON,ORN",9021]
[4198,"N1.2.2",null,"N98674","Prístroj načúvací Phonak Vitus+ BTE-UP","digitálny","SOQ","CH","ks",{"v":0.1,"d":"10.00%"},{"v":240,"d":"240.00"},190.77,49.23,{"v":0.205125,"d":"20.5125%"},{"v":0,"d":"0.00"},"S","FON,ORN",90214000]
[4199,"N1.2.2",null,"N0734A","Prístroj načúvací Interton Ready","RD370-DW, RD380-DW, RD362-DRW, RD361-DRW","INH","DK","ks",{"v":0.1,"d":"10.00%"},240.77,190.77,{"v":50,"d":"50.00"},{"v":0.207667,"d":"20.7667%"},{"v":0,"d":"0.00"},"S","FON,ORN",9021]
[4200,"N1.2.2",null,"N80343","Extreme 121","digitálny","BEN","CH","ks",{"v":0.1,"d":"10.00%"},246.85,190.77,56.08,{"v":0.227182,"d":"22.7182%"},{"v":0,"d":"0.00"},"S","FON,ORN",9021]
[4201,"N1.2.2",null,"N95592","Prístroj načúvací digitálny Widex DREAM 110","D110 D-FA P, závesný","WID","DK","ks",{"v":0.1,"d":"10.00%"},{"v":249.3,"d":"249.30"},190.77,58.53,{"v":0.23477699999999999,"d":"23.4777%"},{"v":0,"d":"0.00"},"S","FON,ORN",9021]
[4202,"N1.2.2",null,"N95130","Prístroj načúvací digitálny Beltone BTE Legend Family","LND 686-DW / LND 676-DW / LND 664-DRW / LND 663-DRW","BTO","DK","ks",{"v":0.1,"d":"10.00%"},260.77,190.77,{"v":70,"d":"70.00"},{"v":0.268436,"d":"26.8436%"},{"v":0,"d":"0.00"},"S","FON,ORN",9021]
[4203,"N1.2.2",null,"N68023","Oticon GO BTE power","digitálny","OTI","DK","ks",{"v":0.1,"d":"10.00%"},275.96,190.77,85.19,{"v":0.308704,"d":"30.8704%"},{"v":0,"d":"0.00"},"S","FON,ORN",9021]
[4204,"N1.2.2",null,"N59269","Oticon Swift 100+","analógový","OTI","DK","ks",{"v":0.1,"d":"10.00%"},277.81,190.77,87.04,{"v":0.313308,"d":"31.3308%"},{"v":0,"d":"0.00"},"S","FON,ORN",9021]
[4205,"N1.2.2",null,"N96021","Prístroj načúvací Naída V30-UP","digitálny, závesny","PHN","CH","ks",{"v":0.1,"d":"10.00%"},290.77,190.77,{"v":100,"d":"100.00"},{"v":0.343914,"d":"34.3914%"},{"v":0,"d":"0.00"},"S","FON,ORN",90214000]
[4206,"N1.2.2",null,"N94852","Prístroj načúvací závesný Siemens Sirion BTE","Sirion M / P / S","SVG","DE","ks",{"v":0.1,"d":"10.00%"},{"v":306,"d":"306.00"},190.77,115.23,{"v":0.376569,"d":"37.6569%"},{"v":0,"d":"0.00"},"S","FON,ORN",90214000]
[4207,"N1.2.2",null,"N84171","SIEMENS MOTION 100 P","digitálny","SAT","DE","ks",{"v":0.1,"d":"10.00%"},{"v":330,"d":"330.00"},190.77,139.23,{"v":0.421909,"d":"42.1909%"},{"v":0,"d":"0.00"},"S","FON,ORN",9021]
[4208,"N1.2.2",null,"N87683","HIT BTE power","100% digitálny závesný načúvací prístroj","OTI","DK","ks",{"v":0.1,"d":"10.00%"},359.04,190.77,168.27,{"v":0.46866599999999997,"d":"46.8666%"},{"v":0,"d":"0.00"},"S","FON,ORN",9021]
[4209,"N1.2.2",null,"N98683","Prístroj načúvací Phonak Naída B30-UP","digitálny","SOQ","CH","ks",{"v":0.1,"d":"10.00%"},{"v":360,"d":"360.00"},190.77,169.23,{"v":0.470083,"d":"47.0083%"},{"v":0,"d":"0.00"},"S","FON,ORN",90214000]
[4210,"N1.2.2",null,"N95128","Prístroj načúvací digitálny Beltone BTE Legend Family","LND 986-DW / LND 976-DW / LND 964-DRW / LND 963-DRW","BTO","DK","ks",{"v":0.1,"d":"10.00%"},385.77,190.77,{"v":195,"d":"195.00"},{"v":0.505483,"d":"50.5483%"},{"v":0,"d":"0.00"},"S","FON,ORN",9021]
[4211,"N1.2.2",null,"N96024","Prístroj načúvací Naída V50-UP","digitálny, závesný","PHN","CH","ks",{"v":0.1,"d":"10.00%"},440.77,190.77,{"v":250,"d":"250.00"},{"v":0.5671889999999999,"d":"56.7189%"},{"v":0,"d":"0.00"},"S","FON,ORN",90214000]
[4212,"N1.2.2",null,"N98684","Prístroj načúvací Phonak Naída B50-SP","digitálny","SOQ","CH","ks",{"v":0.1,"d":"10.00%"},{"v":510,"d":"510.00"},190.77,319.23,{"v":0.625941,"d":"62.5941%"},{"v":0,"d":"0.00"},"S","FON,ORN",90214000]
[4213,"N1.2.2",null,"N95126","Prístroj načúvací digitálny Beltone BTE Legend Family","LND 1786-DW / LND 1776-DW / LND 1764-DRW / LND 1763-DRW","BTO","DK","ks",{"v":0.1,"d":"10.00%"},685.77,190.77,{"v":495,"d":"495.00"},{"v":0.721816,"d":"72.1816%"},{"v":0,"d":"0.00"},"S","FON,ORN",9021]
[4214,"N1.2.2",null,"N96977","Prístroj načúvací závesný RUN BTE","RUN P, RUN SP","SGK","DE","ks",{"v":0.1,"d":"10.00%"},{"v":190,"d":"190.00"},38.15,151.85,{"v":0.799211,"d":"79.9211%"},{"v":0,"d":"0.00"},"S","FON,ORN",90214000]
[4215,{"$nulls":3},"N1.3 Zvukovodový načúvací prístoj"]
[4216,{"$nulls":3},"N1.3.1 Stredne ťažká nedoslýchavosť",{"$nulls":11},251.33,"ks"]
[4217,"N1.3.1",null,"N86330","Match MA1T30-P","digitálny zvukovodový načúvací prístroj","RVN","DK","ks",{"v":0.1,"d":"10.00%"},241.56,241.56,{"v":0,"d":"0.00"},{"v":0,"d":"0.0000%"},{"v":0,"d":"0.00"},"I","FON,ORN",90214000]
[4218,"N1.3.1",null,"N41588","OTICON Ergo ITE","analógový","OTI","DE","ks",{"v":0.1,"d":"10.00%"},249.52,249.52,{"v":0,"d":"0.00"},{"v":0,"d":"0.0000%"},{"v":0,"d":"0.00"},"I","FON,ORN",9021]
[4219,"N1.3.1",null,"N97570","Prístroj načúvací zvukovodový RUN Click CIC / RUN Click ITC","s ušnou koncovkou na mieru","SGK","DE","ks",{"v":0.1,"d":"10.00%"},249.99,249.99,{"v":0,"d":"0.00"},{"v":0,"d":"0.0000%"},{"v":0,"d":"0.00"},"I","FON,ORN",90214000]
[4220,"N1.3.1",null,"N98680","Prístroj načúvací Phonak Vitus+ ITE-312","digitálny, ITE (M/P/SP/UP)","SOQ","CH","ks",{"v":0.1,"d":"10.00%"},250.01,250.01,{"v":0,"d":"0.00"},{"v":0,"d":"0.0000%"},{"v":0,"d":"0.00"},"I","FON,ORN",90214000]
[4221,"N1.3.1",null,"N99604","Prístroj načúvací Widex EVOKE 50","E-CIC, zvukovodový","WID","DK","ks",{"v":0.1,"d":"10.00%"},{"v":250.5,"d":"250.50"},{"v":250.5,"d":"250.50"},{"v":0,"d":"0.00"},{"v":0,"d":"0.0000%"},{"v":0,"d":"0.00"},"I","FON,ORN",9021]
[4222,"N1.3.1",null,"N99610","Prístroj načúvací Widex EVOKE 50","E-FS S/M, prevedenie RIC","WID","DK","ks",{"v":0.1,"d":"10.00%"},{"v":250.5,"d":"250.50"},{"v":250.5,"d":"250.50"},{"v":0,"d":"0.00"},{"v":0,"d":"0.0000%"},{"v":0,"d":"0.00"},"I","FON,ORN",9021]
[4223,"N1.3.1",null,"N99612","Prístroj načúvací Widex EVOKE 50","E-F2 S/M, prevedenie RIC","WID","DK","ks",{"v":0.1,"d":"10.00%"},{"v":250.5,"d":"250.50"},{"v":250.5,"d":"250.50"},{"v":0,"d":"0.00"},{"v":0,"d":"0.0000%"},{"v":0,"d":"0.00"},"I","FON,ORN",9021]
[4224,"N1.3.1",null,"N99638","Prístroj načúvací zvukovodový Silk 3Nx3 / Silk 5Nx3 / Silk 7Nx3",null,"SGK","DE","ks",{"v":0.1,"d":"10.00%"},{"v":250.5,"d":"250.50"},{"v":250.5,"d":"250.50"},{"v":0,"d":"0.00"},{"v":0,"d":"0.0000%"},{"v":0,"d":"0.00"},"I","FON,ORN",90214000]
[4225,"N1.3.1",null,"N96517","Prístroj načúvací flow 2-10, flow 2-312 Dir","flow 2 ITE family, digitálny, zvukovodový","HST","DE","ks",{"v":0.1,"d":"10.00%"},250.77,250.77,{"v":0,"d":"0.00"},{"v":0,"d":"0.0000%"},{"v":0,"d":"0.00"},"I","FON,ORN",9021]
[4226,"N1.3.1",null,"N0639A","Prístroj načúvací Interton Ready","RD2CIC-UP, RD2CIC-MP, RD2CIC-LP, RD2CIC-HP","INH","DK","ks",{"v":0.1,"d":"10.00%"},250.77,250.77,{"v":0,"d":"0.00"},{"v":0,"d":"0.0000%"},{"v":0,"d":"0.00"},"I","FON,ORN",9021]
[4227,"N1.3.1",null,"N96102","Prístroj načúvací digitálny Widex DREAM 100","D100 D-XP, T, zvukovodový, ITE","WID","DK","ks",{"v":0.1,"d":"10.00%"},250.79,250.79,{"v":0,"d":"0.00"},{"v":0,"d":"0.0000%"},{"v":0,"d":"0.00"},"I","FON,ORN",9021]
[4228,"N1.3.1",null,"N98197","Prístroj načúvací Widex UNIQUE 50","U50-CIC, zvukovodový","WID","DK","ks",{"v":0.1,"d":"10.00%"},250.79,250.79,{"v":0,"d":"0.00"},{"v":0,"d":"0.0000%"},{"v":0,"d":"0.00"},"I","FON,ORN",9021]
[4229,"N1.3.1",null,"N98199","Prístroj načúvací Widex UNIQUE 50","U50-CIC M, zvukovodový","WID","DK","ks",{"v":0.1,"d":"10.00%"},250.79,250.79,{"v":0,"d":"0.00"},{"v":0,"d":"0.0000%"},{"v":0,"d":"0.00"},"I","FON,ORN",9021]
[4230,"N1.3.1",null,"N98201","Prístroj načúvací Widex UNIQUE 50","U50-XP T, zvukovodový","WID","DK","ks",{"v":0.1,"d":"10.00%"},250.79,250.79,{"v":0,"d":"0.00"},{"v":0,"d":"0.0000%"},{"v":0,"d":"0.00"},"I","FON,ORN",9021]
[4231,"N1.3.1",null,"N96169","Prístroj načúvací zvukovodový ReSound ENYA 2","EY2CIC, CIC, tinnitus maskér kombinovaný","GNR","DK","ks",{"v":0.1,"d":"10.00%"},250.79,250.79,{"v":0,"d":"0.00"},{"v":0,"d":"0.0000%"},{"v":0,"d":"0.00"},"I","FON,ORN",9021]
[4232,"N1.3.1",null,"N96103","Prístroj načúvací digitálny WIDEX DREAM 100","D100 D-CIC zvukovodový","WID","DK","ks",{"v":0.1,"d":"10.00%"},{"v":250.8,"d":"250.80"},{"v":250.8,"d":"250.80"},{"v":0,"d":"0.00"},{"v":0,"d":"0.0000%"},{"v":0,"d":"0.00"},"I","FON,ORN",9021]
[4233,"N1.3.1",null,"N89400","Prístroj načúvací WIDEX MENU, ME-CIC","ME-CIC, zvukovodový","WID","DK","ks",{"v":0.1,"d":"10.00%"},{"v":250.8,"d":"250.80"},{"v":250.8,"d":"250.80"},{"v":0,"d":"0.00"},{"v":0,"d":"0.0000%"},{"v":0,"d":"0.00"},"I","FON,ORN",9021]
[4234,"N1.3.1",null,"N89399","Prístroj načúvací WIDEX MENU, ME-X","ME-X, zvukovodový","WID","DK","ks",{"v":0.1,"d":"10.00%"},{"v":250.8,"d":"250.80"},{"v":250.8,"d":"250.80"},{"v":0,"d":"0.00"},{"v":0,"d":"0.0000%"},{"v":0,"d":"0.00"},"I","FON,ORN",9021]
[4235,"N1.3.1",null,"N86899","ACTIVO Pro CIC","digitálny","HST","DE","ks",{"v":0.1,"d":"10.00%"},251.33,251.33,{"v":0,"d":"0.00"},{"v":0,"d":"0.0000%"},{"v":0,"d":"0.00"},"I","FON,ORN",9021]
[4236,"N1.3.1",null,"N86900","ACTIVO Pro Mini Canal","digitálny","HST","DE","ks",{"v":0.1,"d":"10.00%"},251.33,251.33,{"v":0,"d":"0.00"},{"v":0,"d":"0.0000%"},{"v":0,"d":"0.00"},"I","FON,ORN",9021]
[4237,"N1.3.1","Z","N93522","Prístroj načúvací Tao Q10","digitálný, zvukovodový (velikost CIC, ITC)","PHN","CH","ks",{"v":0.1,"d":"10.00%"},251.33,251.33,{"v":0,"d":"0.00"},{"v":0,"d":"0.0000%"},{"v":0,"d":"0.00"},"I","FON,ORN",90214000]
[4238,"N1.3.1",null,"N91725","Prístroj načúvací Quantum 6 ITE","univerzálny, digitálny, vnútroušný","UNH","CA","ks",{"v":0.1,"d":"10.00%"},260.94,251.33,9.61,{"v":0.036828,"d":"3.6828%"},{"v":0,"d":"0.00"},"S","FON,ORN",9021]
[4239,"N1.3.1",null,"N86331","Match MA2T30","digitálny zvukovodový načúvací prístroj","RVN","DK","ks",{"v":0.1,"d":"10.00%"},278.52,251.33,27.19,{"v":0.097623,"d":"9.7623%"},{"v":0,"d":"0.00"},"S","FON,ORN",90214000]
[4240,"N1.3.1",null,"N0732A","Prístroj načúvací Interton Ready","RD3CIC-UP, RD3CIC-MP, RD3CIC-LP, RD3CIC-HP","INH","DK","ks",{"v":0.1,"d":"10.00%"},301.33,251.33,{"v":50,"d":"50.00"},{"v":0.165931,"d":"16.5931%"},{"v":0,"d":"0.00"},"S","FON,ORN",9021]
[4241,"N1.3.1",null,"N68028","Oticon GO ITC","digitálny","OTI","DK","ks",{"v":0.1,"d":"10.00%"},304.14,251.33,52.81,{"v":0.173637,"d":"17.3637%"},{"v":0,"d":"0.00"},"S","FON,ORN",9021]
[4242,"N1.3.1",null,"N80345","Neo 322","ITE, digitálny","BEN","CH","ks",{"v":0.1,"d":"10.00%"},304.95,251.33,53.62,{"v":0.17583200000000002,"d":"17.5832%"},{"v":0,"d":"0.00"},"S","FON,ORN",9021]
[4243,"N1.3.1",null,"N80344","Neo 401","CIC, digitálny","BEN","CH","ks",{"v":0.1,"d":"10.00%"},304.95,251.33,53.62,{"v":0.17583200000000002,"d":"17.5832%"},{"v":0,"d":"0.00"},"S","FON,ORN",9021]
[4244,"N1.3.1",null,"N84179","SIEMENS INTUIS CIC","digitálny","SAT","DE","ks",{"v":0.1,"d":"10.00%"},{"v":327,"d":"327.00"},251.33,75.67,{"v":0.231407,"d":"23.1407%"},{"v":0,"d":"0.00"},"S","FON,ORN",9021]
[4245,"N1.3.1",null,"N86334","Essence ES30-P","digitálny zvukovodový načúvací prístroj","RVN","DK","ks",{"v":0.1,"d":"10.00%"},{"v":349.8,"d":"349.80"},251.33,98.47,{"v":0.28150400000000003,"d":"28.1504%"},{"v":0,"d":"0.00"},"S","FON,ORN",90214000]
[4246,"N1.3.1",null,"N95197","Načúvací prístroj Audéo V30","digitálny","PHN","CH","ks",{"v":0.1,"d":"10.00%"},{"v":350,"d":"350.00"},251.33,98.67,{"v":0.281914,"d":"28.1914%"},{"v":0,"d":"0.00"},"S","FON,ORN",90214000]
[4247,"N1.3.1",null,"N95213","Načúvací prístroj Virto V30","zvukovodový, digitálny","PHN","CH","ks",{"v":0.1,"d":"10.00%"},363.33,251.33,{"v":112,"d":"112.00"},{"v":0.30826,"d":"30.8260%"},{"v":0,"d":"0.00"},"S","FON,ORN",90214000]
[4248,"N1.3.1",null,"N68027","Oticon GO CIC","mini digitálny","OTI","DK","ks",{"v":0.1,"d":"10.00%"},368.13,251.33,{"v":116.8,"d":"116.80"},{"v":0.31727900000000003,"d":"31.7279%"},{"v":0,"d":"0.00"},"S","FON,ORN",9021]
[4249,"N1.3.1",null,"N99426","Prístroj načúvací Phonak Audéo M30-312","digitálny, RIC","SOQ","CH","ks",{"v":0.1,"d":"10.00%"},{"v":400,"d":"400.00"},251.33,148.67,{"v":0.371675,"d":"37.1675%"},{"v":0,"d":"0.00"},"S","FON,ORN",90214000]
[4250,"N1.3.1",null,"N95623","Prístroj načúvací Widex UNIQUE 220","U220-CIC, digitálny, zvukovodový","WID","DK","ks",{"v":0.1,"d":"10.00%"},400.49,251.33,149.16,{"v":0.372444,"d":"37.2444%"},{"v":0,"d":"0.00"},"S","FON,ORN",9021]
[4251,"N1.3.1",null,"N65237","Oticon Atlas ITE","digitálny","OTI","DK","ks",{"v":0.1,"d":"10.00%"},401.27,251.33,149.94,{"v":0.373664,"d":"37.3664%"},{"v":0,"d":"0.00"},"S","FON,ORN",9021]
[4252,"N1.3.1",null,"N86911","LUMEO Canal","digitálny","HST","DE","ks",{"v":0.1,"d":"10.00%"},417.33,251.33,{"v":166,"d":"166.00"},{"v":0.397767,"d":"39.7767%"},{"v":0,"d":"0.00"},"S","FON,ORN",9021]
[4253,"N1.3.1",null,"N65240","Oticon Atlas CIC","mini digitálny","OTI","DK","ks",{"v":0.1,"d":"10.00%"},421.85,251.33,170.52,{"v":0.40421999999999997,"d":"40.4220%"},{"v":0,"d":"0.00"},"S","FON,ORN",9021]
[4254,"N1.3.1",null,"N81191","Audionika Digital S","digitálny","ADN","CZ","ks",{"v":0.1,"d":"10.00%"},436.67,251.33,185.34,{"v":0.42444000000000004,"d":"42.4440%"},{"v":0,"d":"0.00"},"S","FON,ORN",9021]
[4255,"N1.3.1",null,"N87680","INO R ITE","100% digitálny mini zvukovodový načúvací prístroj","OTI","DK","ks",{"v":0.1,"d":"10.00%"},{"v":448.8,"d":"448.80"},251.33,197.47,{"v":0.439996,"d":"43.9996%"},{"v":0,"d":"0.00"},"S","FON,ORN",9021]
[4256,"N1.3.1",null,"N84170","SIEMENS MOTION 300 CIC","digitálny","SAT","DE","ks",{"v":0.1,"d":"10.00%"},{"v":501.6,"d":"501.60"},251.33,250.27,{"v":0.498943,"d":"49.8943%"},{"v":0,"d":"0.00"},"S","FON,ORN",9021]
[4257,"N1.3.1",null,"N98118","Prístroj načúvací digitálny Phonak Virto B50-312","ITC/CIC (M/P/SP)","SOQ","CH","ks",{"v":0.1,"d":"10.00%"},{"v":550,"d":"550.00"},251.33,298.67,{"v":0.5430360000000001,"d":"54.3036%"},{"v":0,"d":"0.00"},"S","FON,ORN",90214000]
[4258,"N1.3.1",null,"N86920","VENETO Canal","digitálny","HST","DE","ks",{"v":0.1,"d":"10.00%"},559.63,251.33,{"v":308.3,"d":"308.30"},{"v":0.5509000000000001,"d":"55.0900%"},{"v":0,"d":"0.00"},"S","FON,ORN",9021]
[4259,"N1.3.1",null,"N99427","Prístroj načúvací Phonak Audéo M50-312","digitálny, RIC","SOQ","CH","ks",{"v":0.1,"d":"10.00%"},{"v":565,"d":"565.00"},251.33,313.67,{"v":0.555168,"d":"55.5168%"},{"v":0,"d":"0.00"},"S","FON,ORN",90214000]
[4260,"N1.3.1",null,"N99429","Prístroj načúvací Phonak Audéo M90-312","digitálny, RIC","SOQ","CH","ks",{"v":0.1,"d":"10.00%"},{"v":1500,"d":"1,500.00"},251.33,{"v":1248.67,"d":"1,248.67"},{"v":0.8324469999999999,"d":"83.2447%"},{"v":0,"d":"0.00"},"S","FON,ORN",90214000]
[4261,{"$nulls":3},"N1.3.2 Ťažká a veľmi ťažká nedoslýchavosť",{"$nulls":11},254.54,"ks"]
[4262,"N1.3.2",null,"N94234","Prístroj načúvací digitálny Widex VITAL","VL-XP, zvukovodový","WID","DK","ks",{"v":0.1,"d":"10.00%"},{"v":215,"d":"215.00"},{"v":215,"d":"215.00"},{"v":0,"d":"0.00"},{"v":0,"d":"0.0000%"},{"v":0,"d":"0.00"},"I","FON,ORN",9021]
[4263,"N1.3.2",null,"N86332","Match MA2T30-P","digitálny zvukovodový načúvací prístroj","RVN","DK","ks",{"v":0.1,"d":"10.00%"},240.24,240.24,{"v":0,"d":"0.00"},{"v":0,"d":"0.0000%"},{"v":0,"d":"0.00"},"I","FON,ORN",90214000]
[4264,"N1.3.2",null,"N98198","Prístroj načúvací Widex UNIQUE 50","U50-CIC TR, zvukovodový","WID","DK","ks",{"v":0.1,"d":"10.00%"},250.79,250.79,{"v":0,"d":"0.00"},{"v":0,"d":"0.0000%"},{"v":0,"d":"0.00"},"I","FON,ORN",9021]
[4265,"N1.3.2",null,"N94179","Prístroj načúvací Shine Rev 4 ITE","digitálny, zvukovodový","UNH","CA","ks",{"v":0.1,"d":"10.00%"},{"v":250.8,"d":"250.80"},{"v":250.8,"d":"250.80"},{"v":0,"d":"0.00"},{"v":0,"d":"0.0000%"},{"v":0,"d":"0.00"},"I","FON,ORN",9021]
[4266,"N1.3.2",null,"N98675","Prístroj načúvací Phonak Vitus+ RIC-312T","digitálny","SOQ","CH","ks",{"v":0.1,"d":"10.00%"},{"v":253,"d":"253.00"},{"v":253,"d":"253.00"},{"v":0,"d":"0.00"},{"v":0,"d":"0.0000%"},{"v":0,"d":"0.00"},"I","FON,ORN",90214000]
[4267,"N1.3.2",null,"N99639","Prístroj načúvací zvukovodový Insio 3Nx / Insio 5Nx / Insio 7Nx","rôzne typy","SGK","DE","ks",{"v":0.1,"d":"10.00%"},{"v":253,"d":"253.00"},{"v":253,"d":"253.00"},{"v":0,"d":"0.00"},{"v":0,"d":"0.0000%"},{"v":0,"d":"0.00"},"I","FON,ORN",90214000]
[4268,"N1.3.2",null,"N94853","Prístroj načúvací zvukovodový Siemens Sirion","Sirion Custom","SVG","DE","ks",{"v":0.1,"d":"10.00%"},{"v":253,"d":"253.00"},{"v":253,"d":"253.00"},{"v":0,"d":"0.00"},{"v":0,"d":"0.0000%"},{"v":0,"d":"0.00"},"I","FON,ORN",90214000]
[4269,"N1.3.2",null,"N96101","Prístroj načúvací digitálny WIDEX DREAM 100","D100 D-XP, zvukovodový, ITE","WID","DK","ks",{"v":0.1,"d":"10.00%"},253.99,253.99,{"v":0,"d":"0.00"},{"v":0,"d":"0.0000%"},{"v":0,"d":"0.00"},"I","FON,ORN",9021]
[4270,"N1.3.2",null,"N98681","Prístroj načúvací Phonak Vitus+ ITE-13","digitálny, ITE (M/P/SP/UP)","SOQ","CH","ks",{"v":0.1,"d":"10.00%"},254.01,254.01,{"v":0,"d":"0.00"},{"v":0,"d":"0.0000%"},{"v":0,"d":"0.00"},"I","FON,ORN",90214000]
[4271,"N1.3.2",null,"N90496","Prístroj načúvací INTERTON Share 1.1","SR1150, zvukovodový, ITE","INH","DK","ks",{"v":0.1,"d":"10.00%"},{"v":254.1,"d":"254.10"},{"v":254.1,"d":"254.10"},{"v":0,"d":"0.00"},{"v":0,"d":"0.0000%"},{"v":0,"d":"0.00"},"I","FON,ORN",9021]
[4272,"N1.3.2",null,"N96168","Prístroj načúvací zvukovodový ReSound ENYA 2","EY2ITE-DW, ITE, tinnitus maskér kombinovaný","GNR","DK","ks",{"v":0.1,"d":"10.00%"},{"v":254.1,"d":"254.10"},{"v":254.1,"d":"254.10"},{"v":0,"d":"0.00"},{"v":0,"d":"0.0000%"},{"v":0,"d":"0.00"},"I","FON,ORN",9021]
[4273,"N1.3.2",null,"N99605","Prístroj načúvací Widex EVOKE 50","E-XP, zvukovodový","WID","DK","ks",{"v":0.1,"d":"10.00%"},{"v":254.5,"d":"254.50"},{"v":254.5,"d":"254.50"},{"v":0,"d":"0.00"},{"v":0,"d":"0.0000%"},{"v":0,"d":"0.00"},"I","FON,ORN",9021]
[4274,"N1.3.2",null,"N99611","Prístroj načúvací Widex EVOKE 50","E-FS P/HP, prevedenie RIC/RITE","WID","DK","ks",{"v":0.1,"d":"10.00%"},{"v":254.5,"d":"254.50"},{"v":254.5,"d":"254.50"},{"v":0,"d":"0.00"},{"v":0,"d":"0.0000%"},{"v":0,"d":"0.00"},"I","FON,ORN",9021]
[4275,"N1.3.2",null,"N99613","Prístroj načúvací Widex EVOKE 50","E-F2 P/HP, prevedenie RIC/RITE","WID","DK","ks",{"v":0.1,"d":"10.00%"},{"v":254.5,"d":"254.50"},{"v":254.5,"d":"254.50"},{"v":0,"d":"0.00"},{"v":0,"d":"0.0000%"},{"v":0,"d":"0.00"},"I","FON,ORN",9021]
[4276,"N1.3.2",null,"N98200","Prístroj načúvací Widex UNIQUE 50","U50-XP, zvukovodový","WID","DK","ks",{"v":0.1,"d":"10.00%"},{"v":254.5,"d":"254.50"},{"v":254.5,"d":"254.50"},{"v":0,"d":"0.00"},{"v":0,"d":"0.0000%"},{"v":0,"d":"0.00"},"I","FON,ORN",9021]
[4277,"N1.3.2",null,"N96520","Prístroj načúvací flow 2-13 Dir","digitálny, zvukovodový","HST","DE","ks",{"v":0.1,"d":"10.00%"},254.52,254.52,{"v":0,"d":"0.00"},{"v":0,"d":"0.0000%"},{"v":0,"d":"0.00"},"I","FON,ORN",9021]
[4278,"N1.3.2",null,"N0640A","Prístroj načúvací Interton Ready","RD2ITC-DW-UP, RD2ITC-DW-MP, RD2ITC-DW-HP","INH","DK","ks",{"v":0.1,"d":"10.00%"},254.52,254.52,{"v":0,"d":"0.00"},{"v":0,"d":"0.0000%"},{"v":0,"d":"0.00"},"I","FON,ORN",9021]
[4279,"N1.3.2",null,"N86901","ACTIVO Pro Canal","digitálny","HST","DE","ks",{"v":0.1,"d":"10.00%"},254.54,254.54,{"v":0,"d":"0.00"},{"v":0,"d":"0.0000%"},{"v":0,"d":"0.00"},"I","FON,ORN",9021]
[4280,"N1.3.2",null,"N86902","ACTIVO Pro Concha","digitálny","HST","DE","ks",{"v":0.1,"d":"10.00%"},254.54,254.54,{"v":0,"d":"0.00"},{"v":0,"d":"0.0000%"},{"v":0,"d":"0.00"},"I","FON,ORN",9021]
[4281,"N1.3.2","Z","N94851","Prístroj načúvací zvukovodový Siemens Lotus","Custom Lotus 12 / 23 / Pro / Prompt","SVG","DE","ks",{"v":0.1,"d":"10.00%"},254.54,254.54,{"v":0,"d":"0.00"},{"v":0,"d":"0.0000%"},{"v":0,"d":"0.00"},"I","FON,ORN",90214000]
[4282,"N1.3.2",null,"N91724","Prístroj načúvací Quantum E ITE","univerzálny, digitálny, vnútroušný","UNH","CA","ks",{"v":0.1,"d":"10.00%"},257.64,254.54,{"v":3.1,"d":"3.10"},{"v":0.012032000000000001,"d":"1.2032%"},{"v":0,"d":"0.00"},"S","FON,ORN",9021]
[4283,"N1.3.2",null,"N95133","Prístroj načúvací digitálny Beltone ITE Ally Family","AY4ITE-DW HP/ AY4ITC-DW HP","BTO","DK","ks",{"v":0.1,"d":"10.00%"},289.54,254.54,{"v":35,"d":"35.00"},{"v":0.120881,"d":"12.0881%"},{"v":0,"d":"0.00"},"S","FON,ORN",9021]
[4284,"N1.3.2",null,"N81189","Audionika ITE LP Power","digitálny","ADN","CZ","ks",{"v":0.1,"d":"10.00%"},292.23,254.54,37.69,{"v":0.128974,"d":"12.8974%"},{"v":0,"d":"0.00"},"S","FON,ORN",9021]
[4285,"N1.3.2",null,"N95895","Prístroj načúvací N Moxi Fit 500","kombinovaný, digitálny","UNH","CA","ks",{"v":0.1,"d":"10.00%"},293.54,254.54,{"v":39,"d":"39.00"},{"v":0.132861,"d":"13.2861%"},{"v":0,"d":"0.00"},"S","FON,ORN",9021]
[4286,"N1.3.2",null,"N95890","Prístroj načúvací Stride P 500 ITE","kombinovaný, digitálny, zvukovodový, rôzne typy","UNH","CA","ks",{"v":0.1,"d":"10.00%"},293.54,254.54,{"v":39,"d":"39.00"},{"v":0.132861,"d":"13.2861%"},{"v":0,"d":"0.00"},"S","FON,ORN",9021]
[4287,"N1.3.2",null,"N68024","Oticon GO ITE","digitálny","OTI","DK","ks",{"v":0.1,"d":"10.00%"},296.12,254.54,41.58,{"v":0.140416,"d":"14.0416%"},{"v":0,"d":"0.00"},"S","FON,ORN",9021]
[4288,"N1.3.2",null,"N91728","Prístroj načúvací Moxi Kiss E","univerzálny, digitálny,vnútroušný","UNH","CA","ks",{"v":0.1,"d":"10.00%"},302.25,254.54,47.71,{"v":0.15784900000000002,"d":"15.7849%"},{"v":0,"d":"0.00"},"S","FON,ORN",9021]
[4289,"N1.3.2",null,"N0733A","Prístroj načúvací Interton Ready","RD3ITC-DW-UP, RD3ITC-DW-MP, RD3ITC-DW-HP","INH","DK","ks",{"v":0.1,"d":"10.00%"},304.54,254.54,{"v":50,"d":"50.00"},{"v":0.164182,"d":"16.4182%"},{"v":0,"d":"0.00"},"S","FON,ORN",9021]
[4290,"N1.3.2",null,"N93523","Prístroj načúvací Tao Q15","digitálný, zvukovodový  (ITC, FS)","PHN","CH","ks",{"v":0.1,"d":"10.00%"},304.54,254.54,{"v":50,"d":"50.00"},{"v":0.164182,"d":"16.4182%"},{"v":0,"d":"0.00"},"S","FON,ORN",90214000]
[4291,"N1.3.2",null,"N68025","Oticon GO ITE power","digitálny","OTI","DK","ks",{"v":0.1,"d":"10.00%"},316.09,254.54,61.55,{"v":0.194723,"d":"19.4723%"},{"v":0,"d":"0.00"},"S","FON,ORN",9021]
[4292,"N1.3.2",null,"N84178","SIEMENS INTUIS CT","digitálny","SAT","DE","ks",{"v":0.1,"d":"10.00%"},{"v":317,"d":"317.00"},254.54,62.46,{"v":0.197035,"d":"19.7035%"},{"v":0,"d":"0.00"},"S","FON,ORN",9021]
[4293,"N1.3.2",null,"N91729","Prístroj načúvací Moxi Kiss 6","univerzálny, digitálny,vnútroušný","UNH","CA","ks",{"v":0.1,"d":"10.00%"},322.04,254.54,{"v":67.5,"d":"67.50"},{"v":0.209601,"d":"20.9601%"},{"v":0,"d":"0.00"},"S","FON,ORN",9021]
[4294,"N1.3.2",null,"N95131","Prístroj načúvací digitálny Beltone ITE Legend Family","LND 6ITE-DW HP/ LND 6ITC-DW HP","BTO","DK","ks",{"v":0.1,"d":"10.00%"},324.54,254.54,{"v":70,"d":"70.00"},{"v":0.21569,"d":"21.5690%"},{"v":0,"d":"0.00"},"S","FON,ORN",9021]
[4295,"N1.3.2",null,"N98112","Prístroj načúvací digitálny Phonak Virto B30-312","ITC/CIC (M/P/SP)","SOQ","CH","ks",{"v":0.1,"d":"10.00%"},{"v":370,"d":"370.00"},254.54,115.46,{"v":0.312054,"d":"31.2054%"},{"v":0,"d":"0.00"},"S","FON,ORN",90214000]
[4296,"N1.3.2",null,"N65239","Oticon Atlas ITE power","digitálny","OTI","DK","ks",{"v":0.1,"d":"10.00%"},401.27,254.54,146.73,{"v":0.365664,"d":"36.5664%"},{"v":0,"d":"0.00"},"S","FON,ORN",9021]
[4297,"N1.3.2",null,"N86912","LUMEO CIC Power","digitálny","HST","DE","ks",{"v":0.1,"d":"10.00%"},420.54,254.54,{"v":166,"d":"166.00"},{"v":0.394731,"d":"39.4731%"},{"v":0,"d":"0.00"},"S","FON,ORN",9021]
[4298,"N1.3.2",null,"N86914","LUMEO Concha","digitálny","HST","DE","ks",{"v":0.1,"d":"10.00%"},420.54,254.54,{"v":166,"d":"166.00"},{"v":0.394731,"d":"39.4731%"},{"v":0,"d":"0.00"},"S","FON,ORN",9021]
[4299,"N1.3.2",null,"N87681","INO R ITE power","100% digitálny mini zvukovodový načúvací prístroj","OTI","DK","ks",{"v":0.1,"d":"10.00%"},{"v":448.8,"d":"448.80"},254.54,194.26,{"v":0.43284300000000003,"d":"43.2843%"},{"v":0,"d":"0.00"},"S","FON,ORN",9021]
[4300,"N1.3.2",null,"N95129","Prístroj načúvací digitálny Beltone ITE Legend Family","LND 9ITE-DW HP/ LND 9ITC-DW HP","BTO","DK","ks",{"v":0.1,"d":"10.00%"},449.54,254.54,{"v":195,"d":"195.00"},{"v":0.43377699999999997,"d":"43.3777%"},{"v":0,"d":"0.00"},"S","FON,ORN",9021]
[4301,"N1.3.2",null,"N84183","SIEMENS NITRO CIC","digitálny","SAT","DE","ks",{"v":0.1,"d":"10.00%"},{"v":488.4,"d":"488.40"},254.54,233.86,{"v":0.478829,"d":"47.8829%"},{"v":0,"d":"0.00"},"S","FON,ORN",9021]
[4302,"N1.3.2",null,"N84182","SIEMENS NITRO CT","digitálny","SAT","DE","ks",{"v":0.1,"d":"10.00%"},{"v":488.4,"d":"488.40"},254.54,233.86,{"v":0.478829,"d":"47.8829%"},{"v":0,"d":"0.00"},"S","FON,ORN",9021]
[4303,"N1.3.2",null,"N95200","Načúvací prístroj Audéo V50","digitálny","PHN","CH","ks",{"v":0.1,"d":"10.00%"},{"v":490,"d":"490.00"},254.54,235.46,{"v":0.480531,"d":"48.0531%"},{"v":0,"d":"0.00"},"S","FON,ORN",90214000]
[4304,"N1.3.2",null,"N99431","Prístroj načúvací Phonak Audéo M30-R","digitálny, RIC, s nabíjateľným akumulátorom","SOQ","CH","ks",{"v":0.1,"d":"10.00%"},{"v":515,"d":"515.00"},254.54,260.46,{"v":0.5057480000000001,"d":"50.5748%"},{"v":0,"d":"0.00"},"S","FON,ORN",90214000]
[4305,"N1.3.2",null,"N96840","Prístroj načúvací digitálny Cros B-13","RIC, pre jednostrannú hluchotu","PHN","CH","ks",{"v":0.1,"d":"10.00%"},{"v":565,"d":"565.00"},254.54,310.46,{"v":0.5494870000000001,"d":"54.9487%"},{"v":0,"d":"0.00"},"S","FON,ORN",90214000]
[4306,"N1.3.2",null,"N87704","VIGO R ITE power","100% digitálny mini zvukovodový načúvací prístroj","OTI","DK","ks",{"v":0.1,"d":"10.00%"},{"v":673.2,"d":"673.20"},254.54,418.66,{"v":0.621895,"d":"62.1895%"},{"v":0,"d":"0.00"},"S","FON,ORN",9021]
[4307,"N1.3.2",null,"N95127","Prístroj načúvací digitálny Beltone ITE Legend Family","LND 17ITE-DW HP/ LND 17ITC-DW HP","BTO","DK","ks",{"v":0.1,"d":"10.00%"},749.54,254.54,{"v":495,"d":"495.00"},{"v":0.6604049999999999,"d":"66.0405%"},{"v":0,"d":"0.00"},"S","FON,ORN",9021]
[4308,"N1.3.2",null,"N99428","Prístroj načúvací Phonak Audéo M70-312","digitálny, RIC","SOQ","CH","ks",{"v":0.1,"d":"10.00%"},{"v":850,"d":"850.00"},254.54,595.46,{"v":0.7005410000000001,"d":"70.0541%"},{"v":0,"d":"0.00"},"S","FON,ORN",90214000]
[4309,{"$nulls":3},"N1.4 Detský načúvací prístroj závesný, zvukovodový, RIC, RITE",{"$nulls":11},500,"ks pre deti"]
[4310,"N1.4",null,"N90741","Beltone BTE Origin","N1.2.2 úhrada pre dospelých - Digitálny načúvací prístroj","BTO","DK","ks",{"v":0.1,"d":"10.00%"},200.77,200.77,{"v":0,"d":"0.00"},{"v":0,"d":"0.0000%"},{"v":0,"d":"0.00"},"I/S","FON",9021]
[4311,"N1.4",null,"N90745","Beltone ITE  Origin","N1.3.2 úhrada pre dospelých - Digitálny načúvací prístroj","BTO","DK","ks",{"v":0.1,"d":"10.00%"},264.54,264.54,{"v":0,"d":"0.00"},{"v":0,"d":"0.0000%"},{"v":0,"d":"0.00"},"I/S","FON",9021]
[4312,"N1.4",null,"N84175","SIEMENS INTUIS SP DIR","N1.2.2 úhrada pre dospelých - digitálny","SAT","DE","ks",{"v":0.1,"d":"10.00%"},{"v":267,"d":"267.00"},{"v":267,"d":"267.00"},{"v":0,"d":"0.00"},{"v":0,"d":"0.0000%"},{"v":0,"d":"0.00"},"I/S","FON",9021]
[4313,"N1.4",null,"N86412","MIND 220 m2-9","N1.2.1 úhrada pre dospelých - digitálny načúvací prístroj","WDX","DK","ks",{"v":0.1,"d":"10.00%"},303.44,303.44,{"v":0,"d":"0.00"},{"v":0,"d":"0.0000%"},{"v":0,"d":"0.00"},"I/S","FON",9021400]
[4314,"N1.4",null,"N89645","Prístroj načúvací WIDEX CLEAR 220","N1.3.1 úhrada pre dospelých - C2-CIC, zvukovodový, CIC","WID","DK","ks",{"v":0.1,"d":"10.00%"},306.81,306.81,{"v":0,"d":"0.00"},{"v":0,"d":"0.0000%"},{"v":0,"d":"0.00"},"I/S","FON",9021]
[4315,"N1.4",null,"N89646","Prístroj načúvací WIDEX CLEAR 220","N1.3.2 úhrada pre dospelých - C2-XP, zvukovodový, ITE","WID","DK","ks",{"v":0.1,"d":"10.00%"},306.81,306.81,{"v":0,"d":"0.00"},{"v":0,"d":"0.0000%"},{"v":0,"d":"0.00"},"I/S","FON",9021]
[4316,"N1.4",null,"N89642","Prístroj načúvací WIDEX CLEAR 220","N1.2.1 úhrada pre dospelých - C2-9, závesný, BTE","WID","DK","ks",{"v":0.1,"d":"10.00%"},{"v":309.5,"d":"309.50"},{"v":309.5,"d":"309.50"},{"v":0,"d":"0.00"},{"v":0,"d":"0.0000%"},{"v":0,"d":"0.00"},"I/S","FON",9021]
[4317,"N1.4",null,"N86413","mind220 m2-19","N1.2.2 úhrada pre dospelých - digitálny načúvací prístroj","WDX","DK","ks",{"v":0.1,"d":"10.00%"},309.65,309.65,{"v":0,"d":"0.00"},{"v":0,"d":"0.0000%"},{"v":0,"d":"0.00"},"I/S","FON",9021400]
[4318,"N1.4",null,"N95602","Prístroj načúvací digitálny Widex DREAM 220","N1.2.1 úhrada pre dospelých - D220 D-9, závesný","WID","DK","ks",{"v":0.1,"d":"10.00%"},317.78,317.78,{"v":0,"d":"0.00"},{"v":0,"d":"0.0000%"},{"v":0,"d":"0.00"},"I/S","FON",9021]
[4319,"N1.4",null,"N86414","mind220 m2-m","N1.2.1 úhrada pre dospelých - digitálny načúvací prístroj","WDX","DK","ks",{"v":0.1,"d":"10.00%"},328.53,328.53,{"v":0,"d":"0.00"},{"v":0,"d":"0.0000%"},{"v":0,"d":"0.00"},"I/S","FON",9021400]
[4320,"N1.4",null,"N86305","SIEMENS PURE 101","N1.2.1 úhrada pre dospelých - Digitálny načúvací prístroj","SAT","DE","ks",{"v":0.1,"d":"10.00%"},{"v":330,"d":"330.00"},{"v":330,"d":"330.00"},{"v":0,"d":"0.00"},{"v":0,"d":"0.0000%"},{"v":0,"d":"0.00"},"I/S","FON",90214000]
[4321,"N1.4",null,"N89643","Prístroj načúvací WIDEX CLEAR 220","N1.2.1 úhrada pre dospelých - C2-m, závesný, BTE","WID","DK","ks",{"v":0.1,"d":"10.00%"},334.65,334.65,{"v":0,"d":"0.00"},{"v":0,"d":"0.0000%"},{"v":0,"d":"0.00"},"I/S","FON",9021]
[4322,"N1.4",null,"N95593","Prístroj načúvací digitálny Widex DREAM 220","N1.2.2 úhrada pre dospelých - D220 D-FA P, závesný","WID","DK","ks",{"v":0.1,"d":"10.00%"},334.77,334.77,{"v":0,"d":"0.00"},{"v":0,"d":"0.0000%"},{"v":0,"d":"0.00"},"I/S","FON",9021]
[4323,"N1.4",null,"N96034","Načúvací prístroj Sky V30-SP","N1.2.2 úhrada pre dospelých, digitálny, závesný","PHN","CH","ks",{"v":0.1,"d":"10.00%"},{"v":350,"d":"350.00"},{"v":350,"d":"350.00"},{"v":0,"d":"0.00"},{"v":0,"d":"0.0000%"},{"v":0,"d":"0.00"},"I/S","FON",90214000]
[4324,"N1.4",null,"N96033","Načúvací prístroj Sky V30-UP","N1.2.2 úhrada pre dospelých, digitálny, závesný","PHN","CH","ks",{"v":0.1,"d":"10.00%"},{"v":350,"d":"350.00"},{"v":350,"d":"350.00"},{"v":0,"d":"0.00"},{"v":0,"d":"0.0000%"},{"v":0,"d":"0.00"},"I/S","FON",90214000]
[4325,"N1.4",null,"N95221","Prístroj Cros II","N1.2.2 úhrada pre dospelých - závěsný, digitálny","PHN","CH","ks",{"v":0.1,"d":"10.00%"},{"v":350,"d":"350.00"},{"v":350,"d":"350.00"},{"v":0,"d":"0.00"},{"v":0,"d":"0.0000%"},{"v":0,"d":"0.00"},"I/S","FON",90214000]
[4326,"N1.4",null,"N96036","Prístroj načúvací Sky V30-M","N1.2.1 úhrada pre dospelých, digitálny, závesný","PHN","CH","ks",{"v":0.1,"d":"10.00%"},{"v":350,"d":"350.00"},{"v":350,"d":"350.00"},{"v":0,"d":"0.00"},{"v":0,"d":"0.0000%"},{"v":0,"d":"0.00"},"I/S","FON",90214000]
[4327,"N1.4",null,"N89672","Prístroj načúvací WIDEX SUPER 220","N1.2.2 úhrada pre dospelých - S2-VS P, závesný, RIC","WID","DK","ks",{"v":0.1,"d":"10.00%"},374.46,374.46,{"v":0,"d":"0.00"},{"v":0,"d":"0.0000%"},{"v":0,"d":"0.00"},"I/S","FON",9021]
[4328,"N1.4",null,"N95626","Prístroj načúvací Widex UNIQUE 220","N1.2.1 úhrada pre dospelých - U220-FA, digitálny, závesný","WID","DK","ks",{"v":0.1,"d":"10.00%"},377.16,377.16,{"v":0,"d":"0.00"},{"v":0,"d":"0.0000%"},{"v":0,"d":"0.00"},"I/S","FON",9021]
[4329,"N1.4",null,"N95629","Prístroj načúvací Widex UNIQUE 220","N1.2.2 úhrada pre dospelých - U220-FA T, digitálny, závesný","WID","DK","ks",{"v":0.1,"d":"10.00%"},377.16,377.16,{"v":0,"d":"0.00"},{"v":0,"d":"0.0000%"},{"v":0,"d":"0.00"},"I/S","FON",9021]
[4330,"N1.4",null,"N90750","Beltone BTE Promise 9","N1.2.2 úhrada pre dospelých - Digitálny načúvací prístroj","BTO","DK","ks",{"v":0.1,"d":"10.00%"},380.77,380.77,{"v":0,"d":"0.00"},{"v":0,"d":"0.0000%"},{"v":0,"d":"0.00"},"I/S","FON",9021]
[4331,"N1.4",null,"N89673","Prístroj načúvací WIDEX SUPER 220","N1.2.2 úhrada pre dospelých - S2-VS SP, závesný, RITE","WID","DK","ks",{"v":0.1,"d":"10.00%"},387.66,387.66,{"v":0,"d":"0.00"},{"v":0,"d":"0.0000%"},{"v":0,"d":"0.00"},"I/S","FON",9021]
[4332,"N1.4",null,"N87590","Audifon Elia M","N1.2.2 úhrada pre dospelých - Digitálny načúvací prístroj","ADF","DE","ks",{"v":0.1,"d":"10.00%"},389.98,389.98,{"v":0,"d":"0.00"},{"v":0,"d":"0.0000%"},{"v":0,"d":"0.00"},"I/S","FON",9021]
[4333,"N1.4",null,"N89664","Prístroj načúvací WIDEX CLEAR 220","N1.2.2 úhrada pre dospelých - C2 ZEN-9, závesný, BTE","WID","DK","ks",{"v":0.1,"d":"10.00%"},395.33,395.33,{"v":0,"d":"0.00"},{"v":0,"d":"0.0000%"},{"v":0,"d":"0.00"},"I/S","FON",9021]
[4334,"N1.4",null,"N89667","Prístroj načúvací WIDEX CLEAR 220","N4.2 úhrada pre dospelých - C2 ZEN-CIC, zvukovodový, CIC","WID","DK","ks",{"v":0.1,"d":"10.00%"},396.55,396.55,{"v":0,"d":"0.00"},{"v":0,"d":"0.0000%"},{"v":0,"d":"0.00"},"I/S","FON",9021]
[4335,"N1.4",null,"N89668","Prístroj načúvací WIDEX CLEAR 220","N4.2 úhrada pre dospelých - C2 ZEN-XP, zvukovodový, ITE","WID","DK","ks",{"v":0.1,"d":"10.00%"},396.55,396.55,{"v":0,"d":"0.00"},{"v":0,"d":"0.0000%"},{"v":0,"d":"0.00"},"I/S","FON",9021]
[4336,"N1.4",null,"N98693","Prístroj načúvací Phonak Sky B30-M","digitálny","SOQ","CH","ks",{"v":0.1,"d":"10.00%"},{"v":399,"d":"399.00"},{"v":399,"d":"399.00"},{"v":0,"d":"0.00"},{"v":0,"d":"0.0000%"},{"v":0,"d":"0.00"},"I/S","FON",90214000]
[4337,"N1.4",null,"N98695","Prístroj načúvací Phonak Sky B30-SP","digitálny","SOQ","CH","ks",{"v":0.1,"d":"10.00%"},{"v":399,"d":"399.00"},{"v":399,"d":"399.00"},{"v":0,"d":"0.00"},{"v":0,"d":"0.0000%"},{"v":0,"d":"0.00"},"I/S","FON",90214000]
[4338,"N1.4",null,"N98696","Prístroj načúvací Phonak Sky B30-UP","digitálny","SOQ","CH","ks",{"v":0.1,"d":"10.00%"},{"v":399,"d":"399.00"},{"v":399,"d":"399.00"},{"v":0,"d":"0.00"},{"v":0,"d":"0.0000%"},{"v":0,"d":"0.00"},"I/S","FON",90214000]
[4339,"N1.4",null,"N96152","Prístroj načúvací závesný ReSound UP Smart 5","UPS588, BTE Power/High Power,N1.2.2 úhrada pre dospelých","GNR","DK","ks",{"v":0.1,"d":"10.00%"},{"v":399,"d":"399.00"},{"v":399,"d":"399.00"},{"v":0,"d":"0.00"},{"v":0,"d":"0.0000%"},{"v":0,"d":"0.00"},"I/S","FON",9021]
[4340,"N1.4",null,"N95631","Prístroj načúvací Widex UNIQUE 220","N1.2.1 úhrada pre dospelých - U220-FS S/M, digitálny, RIC","WID","DK","ks",{"v":0.1,"d":"10.00%"},399.64,399.64,{"v":0,"d":"0.00"},{"v":0,"d":"0.0000%"},{"v":0,"d":"0.00"},"I/S","FON",9021]
[4341,"N1.4",null,"N95858","Prístroj načúvací Widex UNIQUE","U-FM, digitálny, závesný","WID","DK","ks",{"v":0.1,"d":"10.00%"},399.96,399.96,{"v":0,"d":"0.00"},{"v":0,"d":"0.0000%"},{"v":0,"d":"0.00"},"I/S","FON",9021]
[4342,"N1.4",null,"N96084","Prístroj načúvací Widex UNIQUE","U-FP, digitálny, závesný","WID","DK","ks",{"v":0.1,"d":"10.00%"},399.96,399.96,{"v":0,"d":"0.00"},{"v":0,"d":"0.0000%"},{"v":0,"d":"0.00"},"I/S","FON",9021]
[4343,"N1.4",null,"N94892","Prístroj načúvací závesný digitálny Widex MENU","ME-SP 10","WID","DK","ks",{"v":0.1,"d":"10.00%"},399.96,399.96,{"v":0,"d":"0.00"},{"v":0,"d":"0.0000%"},{"v":0,"d":"0.00"},"I/S","FON",9021]
[4344,"N1.4",null,"N95624","Prístroj načúvací Widex UNIQUE 220","N1.3.2 úhrada pre dospelých - U220-CIC TR, digitálny, zvukovodový","WID","DK","ks",{"v":0.1,"d":"10.00%"},400.49,400.49,{"v":0,"d":"0.00"},{"v":0,"d":"0.0000%"},{"v":0,"d":"0.00"},"I/S","FON",9021]
[4345,"N1.4",null,"N95625","Prístroj načúvací Widex UNIQUE 220","N1.3.2 úhrada pre dospelých - U220-XP, digitálny, zvukovodový","WID","DK","ks",{"v":0.1,"d":"10.00%"},400.49,400.49,{"v":0,"d":"0.00"},{"v":0,"d":"0.0000%"},{"v":0,"d":"0.00"},"I/S","FON",9021]
[4346,"N1.4",null,"N95632","Prístroj načúvací Widex UNIQUE 220","N1.2.2 úhrada pre dospelých - U220-FS P/HP, digitálny, RITE","WID","DK","ks",{"v":0.1,"d":"10.00%"},415.48,415.48,{"v":0,"d":"0.00"},{"v":0,"d":"0.0000%"},{"v":0,"d":"0.00"},"I/S","FON",9021]
[4347,"N1.4",null,"N90751","Beltone ITE Promise 9","N1.3.2 úhrada pre dospelých - Digitálny načúvací prístroj","BTO","DK","ks",{"v":0.1,"d":"10.00%"},444.54,444.54,{"v":0,"d":"0.00"},{"v":0,"d":"0.0000%"},{"v":0,"d":"0.00"},"I/S","FON",9021]
[4348,"N1.4",null,"N99596","Prístroj načúvací Widex EVOKE","E-CIC, zvukovodový","WID","DK","ks",{"v":0.1,"d":"10.00%"},{"v":445,"d":"445.00"},{"v":445,"d":"445.00"},{"v":0,"d":"0.00"},{"v":0,"d":"0.0000%"},{"v":0,"d":"0.00"},"I/S","FON",9021]
[4349,"N1.4",null,"N99597","Prístroj načúvací Widex EVOKE","E-XP, zvukovodový","WID","DK","ks",{"v":0.1,"d":"10.00%"},{"v":445,"d":"445.00"},{"v":445,"d":"445.00"},{"v":0,"d":"0.00"},{"v":0,"d":"0.0000%"},{"v":0,"d":"0.00"},"I/S","FON",9021]
[4350,"N1.4",null,"N84167","SIEMENS MOTION 300 P","N1.2.2 úhrada pre dospelých - MOTION 300P / MOTION P3 mi","SAT","DE","ks",{"v":0.1,"d":"10.00%"},{"v":448.8,"d":"448.80"},{"v":448.8,"d":"448.80"},{"v":0,"d":"0.00"},{"v":0,"d":"0.0000%"},{"v":0,"d":"0.00"},"I/S","FON",9021]
[4351,"N1.4",null,"N86304","SIEMENS PURE 301","N1.2.1 úhrada pre dospelých - Digitálny načúvací prístroj","SAT","DE","ks",{"v":0.1,"d":"10.00%"},{"v":448.8,"d":"448.80"},{"v":448.8,"d":"448.80"},{"v":0,"d":"0.00"},{"v":0,"d":"0.0000%"},{"v":0,"d":"0.00"},"I/S","FON",90214000]
[4352,"N1.4",null,"N86313","SIEMENS NITRO 300 SP","N1.2.2 úhrada pre dospelých - Digitálny načúvací prístroj","SAT","DE","ks",{"v":0.1,"d":"10.00%"},{"v":462,"d":"462.00"},{"v":462,"d":"462.00"},{"v":0,"d":"0.00"},{"v":0,"d":"0.0000%"},{"v":0,"d":"0.00"},"I/S","FON",90214000]
[4353,"N1.4",null,"N95887","Prístroj načúvací Stride P 700 BTE","N1.2.2 úhrada pre dospelých  - kombinovaný, digitálny, závesný","UNH","CA","ks",{"v":0.1,"d":"10.00%"},489.77,489.77,{"v":0,"d":"0.00"},{"v":0,"d":"0.0000%"},{"v":0,"d":"0.00"},"I/S","FON",9021]
[4354,"N1.4",null,"N0748A","Prístroj načúvací ReSound ENZO Q","EQ588-DWHT, EQ598-DWT","GNR","DK","ks",{"v":0.1,"d":"10.00%"},{"v":499,"d":"499.00"},{"v":499,"d":"499.00"},{"v":0,"d":"0.00"},{"v":0,"d":"0.0000%"},{"v":0,"d":"0.00"},"I/S","FON",9021]
[4355,"N1.4",null,"N99598","Prístroj načúvací Widex EVOKE","E-FM, závesný","WID","DK","ks",{"v":0.1,"d":"10.00%"},{"v":499,"d":"499.00"},{"v":499,"d":"499.00"},{"v":0,"d":"0.00"},{"v":0,"d":"0.0000%"},{"v":0,"d":"0.00"},"I/S","FON",9021]
[4356,"N1.4",null,"N99599","Prístroj načúvací Widex EVOKE","E-FA, závesný","WID","DK","ks",{"v":0.1,"d":"10.00%"},{"v":499,"d":"499.00"},{"v":499,"d":"499.00"},{"v":0,"d":"0.00"},{"v":0,"d":"0.0000%"},{"v":0,"d":"0.00"},"I/S","FON",9021]
[4357,"N1.4",null,"N99600","Prístroj načúvací Widex EVOKE","E-FP, závesný","WID","DK","ks",{"v":0.1,"d":"10.00%"},{"v":499,"d":"499.00"},{"v":499,"d":"499.00"},{"v":0,"d":"0.00"},{"v":0,"d":"0.0000%"},{"v":0,"d":"0.00"},"I/S","FON",9021]
[4358,"N1.4",null,"N99601","Prístroj načúvací Widex EVOKE","E-PA, prevedenie RIC","WID","DK","ks",{"v":0.1,"d":"10.00%"},{"v":499,"d":"499.00"},{"v":499,"d":"499.00"},{"v":0,"d":"0.00"},{"v":0,"d":"0.0000%"},{"v":0,"d":"0.00"},"I/S","FON",9021]
[4359,"N1.4",null,"N99603","Prístroj načúvací Widex EVOKE","E-F2, prevedenie RIC/RITE","WID","DK","ks",{"v":0.1,"d":"10.00%"},{"v":499,"d":"499.00"},{"v":499,"d":"499.00"},{"v":0,"d":"0.00"},{"v":0,"d":"0.0000%"},{"v":0,"d":"0.00"},"I/S","FON",9021]
[4360,"N1.4",null,"N96041","Načúvací prístroj Sky V50-M","N1.2.1 úhrada pre dospelých, digitálny, závesný","PHN","CH","ks",{"v":0.1,"d":"10.00%"},{"v":500,"d":"500.00"},{"v":500,"d":"500.00"},{"v":0,"d":"0.00"},{"v":0,"d":"0.0000%"},{"v":0,"d":"0.00"},"I/S","FON",90214000]
[4361,"N1.4",null,"N96039","Načúvací prístroj Sky V50-SP","N1.2.2 úhrada pre dospelých, digitálny, závesny","PHN","CH","ks",{"v":0.1,"d":"10.00%"},{"v":500,"d":"500.00"},{"v":500,"d":"500.00"},{"v":0,"d":"0.00"},{"v":0,"d":"0.0000%"},{"v":0,"d":"0.00"},"I/S","FON",90214000]
[4362,"N1.4",null,"N96038","Načúvací prístroj Sky V50-UP","N1.2.2 úhrada pre dospelých, digitálny, závesný","PHN","CH","ks",{"v":0.1,"d":"10.00%"},{"v":500,"d":"500.00"},{"v":500,"d":"500.00"},{"v":0,"d":"0.00"},{"v":0,"d":"0.0000%"},{"v":0,"d":"0.00"},"I/S","FON",90214000]
[4363,"N1.4","Z","N95595","Prístroj načúvací digitálny WIDEX DREAM 330","D330 D-FA P, závesný, BTE","WID","DK","ks",{"v":0.1,"d":"10.00%"},{"v":500,"d":"500.00"},{"v":500,"d":"500.00"},{"v":0,"d":"0.00"},{"v":0,"d":"0.0000%"},{"v":0,"d":"0.00"},"I/S","FON",9021]
[4364,"N1.4",null,"N98700","Prístroj načúvací Phonak Sky B50-SP","digitálny","SOQ","CH","ks",{"v":0.1,"d":"10.00%"},{"v":510,"d":"510.00"},{"v":500,"d":"500.00"},{"v":10,"d":"10.00"},{"v":0.019608,"d":"1.9608%"},{"v":0,"d":"0.00"},"S","FON",90214000]
[4365,"N1.4",null,"N98701","Prístroj načúvací Phonak Sky B50-UP","digitálny","SOQ","CH","ks",{"v":0.1,"d":"10.00%"},{"v":510,"d":"510.00"},{"v":500,"d":"500.00"},{"v":10,"d":"10.00"},{"v":0.019608,"d":"1.9608%"},{"v":0,"d":"0.00"},"S","FON",90214000]
[4366,"N1.4",null,"N95216","Načúvací prístroj Virto V50","N1.3.2 úhrada pre dospelých - zvukovodový, digitálný","PHN","CH","ks",{"v":0.1,"d":"10.00%"},{"v":525,"d":"525.00"},{"v":500,"d":"500.00"},{"v":25,"d":"25.00"},{"v":0.047618999999999995,"d":"4.7619%"},{"v":0,"d":"0.00"},"S","FON",90214000]
[4367,"N1.4",null,"N98706","Prístroj načúvací Phonak Sky B70-SP","digitálny","SOQ","CH","ks",{"v":0.1,"d":"10.00%"},{"v":599,"d":"599.00"},{"v":500,"d":"500.00"},{"v":99,"d":"99.00"},{"v":0.165275,"d":"16.5275%"},{"v":0,"d":"0.00"},"S","FON",90214000]
[4368,"N1.4",null,"N98707","Prístroj načúvací Phonak Sky B70-UP","digitálny","SOQ","CH","ks",{"v":0.1,"d":"10.00%"},{"v":599,"d":"599.00"},{"v":500,"d":"500.00"},{"v":99,"d":"99.00"},{"v":0.165275,"d":"16.5275%"},{"v":0,"d":"0.00"},"S","FON",90214000]
[4369,"N1.4",null,"N89651","Prístroj načúvací WIDEX CLEAR 330","N1.2.2 úhrada pre dospelých - C3-FS P, závesný, RIC","WID","DK","ks",{"v":0.1,"d":"10.00%"},601.54,{"v":500,"d":"500.00"},101.54,{"v":0.16879999999999998,"d":"16.8800%"},{"v":0,"d":"0.00"},"S","FON",9021]
[4370,"N1.4",null,"N89647","Prístroj načúvací WIDEX CLEAR 330","N1.2.1 úhrada pre dospelých - C3-PA, závesný, RIC","WID","DK","ks",{"v":0.1,"d":"10.00%"},{"v":622.6,"d":"622.60"},{"v":500,"d":"500.00"},{"v":122.6,"d":"122.60"},{"v":0.196916,"d":"19.6916%"},{"v":0,"d":"0.00"},"S","FON",9021]
[4371,"N1.4",null,"N96045","Sky V70-RIC","N1.3.2 úhrada pre dospelých, digitálny","PHN","CH","ks",{"v":0.1,"d":"10.00%"},650.01,{"v":500,"d":"500.00"},150.01,{"v":0.230781,"d":"23.0781%"},{"v":0,"d":"0.00"},"S","FON",90214000]
[4372,"N1.4",null,"N86309","SIEMENS MOTION 501 P","N1.2.2 úhrada pre dospelých - Digitálny načúvací prístroj","SAT","DE","ks",{"v":0.1,"d":"10.00%"},{"v":726,"d":"726.00"},{"v":500,"d":"500.00"},{"v":226,"d":"226.00"},{"v":0.311295,"d":"31.1295%"},{"v":0,"d":"0.00"},"S","FON",90214000]
[4373,"N1.4",null,"N69524","SIEMENS SIGNIA","N1.2.1 úhrada pre dospelých - digitálny","SAT","DE","ks",{"v":0.1,"d":"10.00%"},778.62,{"v":500,"d":"500.00"},278.62,{"v":0.357838,"d":"35.7838%"},{"v":0,"d":"0.00"},"S","FON",9021]
[4374,"N1.4",null,"N89657","Prístroj načúvací WIDEX CLEAR 440","N1.2.1 úhrada pre dospelých - C4-m, závesný, BTE","WID","DK","ks",{"v":0.1,"d":"10.00%"},786.59,{"v":500,"d":"500.00"},286.59,{"v":0.364345,"d":"36.4345%"},{"v":0,"d":"0.00"},"S","FON",9021]
[4375,"N1.4",null,"N89670","Prístroj načúvací WIDEX SUPER 440","N1.2.2 úhrada pre dospelých - S4-VS SP, závesný, RITE","WID","DK","ks",{"v":0.1,"d":"10.00%"},{"v":837.2,"d":"837.20"},{"v":500,"d":"500.00"},{"v":337.2,"d":"337.20"},{"v":0.402771,"d":"40.2771%"},{"v":0,"d":"0.00"},"S","FON",9021]
[4376,"N1.4",null,"N89655","Prístroj načúvací WIDEX CLEAR 440","N1.2.1 úhrada pre dospelých - C4-PA, závesný, RIC","WID","DK","ks",{"v":0.1,"d":"10.00%"},845.04,{"v":500,"d":"500.00"},345.04,{"v":0.408312,"d":"40.8312%"},{"v":0,"d":"0.00"},"S","FON",9021]
[4377,"N1.4",null,"N86306","SIEMENS MOTION 701 P","N1.2.2 úhrada pre dospelých - Digitálny načúvací prístroj","SAT","DE","ks",{"v":0.1,"d":"10.00%"},845.43,{"v":500,"d":"500.00"},345.43,{"v":0.408585,"d":"40.8585%"},{"v":0,"d":"0.00"},"S","FON",90214000]
[4378,"N1.4",null,"N84159","SIEMENS MOTION 700 P","N1.2.1 úhrada pre dospelých - MOTION 700 P / MOTION P 7mi.MOTION 700 P / MOTION P 7mi.MOTION 700P / MOTION P7 mi","SAT","DE","ks",{"v":0.1,"d":"10.00%"},{"v":937.2,"d":"937.20"},{"v":500,"d":"500.00"},{"v":437.2,"d":"437.20"},{"v":0.466496,"d":"46.6496%"},{"v":0,"d":"0.00"},"S","FON",9021]
[4379,{"$nulls":3},"N4 Tinnitus maskér"]
[4380,{"$nulls":3},"N4.1 Tinnitus maskér základný",{"$nulls":11},142.73,"ks"]
[4381,"N4.1","Z","N72410","Audiofon T 1",null,"ADF","DE","ks",{"v":0.1,"d":"10.00%"},142.73,142.73,{"v":0,"d":"0.00"},{"v":0,"d":"0.0000%"},{"v":0,"d":"0.00"},"I","FON,ORN",9021]
[4382,{"$nulls":3},"N4.2 Tinnitus maskér kombinovaný",{"$nulls":11},396.58,"ks"]
[4383,"N4.2",null,"N94854","Prístroj načúvací Siemens Orion RIC","tinnitus maskér kombinovaný","SVG","DE","ks",{"v":0.1,"d":"10.00%"},{"v":312,"d":"312.00"},{"v":312,"d":"312.00"},{"v":0,"d":"0.00"},{"v":0,"d":"0.0000%"},{"v":0,"d":"0.00"},"I","FON",90214000]
[4384,"N4.2",null,"N96663","Prístroj načúvací Widex UNIQUE ZEN","U-ZEN: U-CIC","WID","DK","ks",{"v":0.1,"d":"10.00%"},368.83,368.83,{"v":0,"d":"0.00"},{"v":0,"d":"0.0000%"},{"v":0,"d":"0.00"},"I","FON",9021]
[4385,"N4.2",null,"N96664","Prístroj načúvací Widex UNIQUE ZEN","U-ZEN: U-XP","WID","DK","ks",{"v":0.1,"d":"10.00%"},368.83,368.83,{"v":0,"d":"0.00"},{"v":0,"d":"0.0000%"},{"v":0,"d":"0.00"},"I","FON",9021]
[4386,"N4.2",null,"N96659","Prístroj načúvací Widex UNIQUE ZEN","U-ZEN: U-FM","WID","DK","ks",{"v":0.1,"d":"10.00%"},388.34,388.34,{"v":0,"d":"0.00"},{"v":0,"d":"0.0000%"},{"v":0,"d":"0.00"},"I","FON",9021]
[4387,"N4.2",null,"N96660","Prístroj načúvací Widex UNIQUE ZEN","U-ZEN: U-FP","WID","DK","ks",{"v":0.1,"d":"10.00%"},388.34,388.34,{"v":0,"d":"0.00"},{"v":0,"d":"0.0000%"},{"v":0,"d":"0.00"},"I","FON",9021]
[4388,"N4.2",null,"N96162","Prístroj načúvací závesný ReSound ENYA 3","EY367-DW, BTE Mini, tinnitus maskér kombinovaný","GNR","DK","ks",{"v":0.1,"d":"10.00%"},395.87,395.87,{"v":0,"d":"0.00"},{"v":0,"d":"0.0000%"},{"v":0,"d":"0.00"},"I","FON",9021]
[4389,"N4.2",null,"N96528","Prístroj načúvací jamHD 3-RS13 P","tinnitus maskér kombinovaný","HST","DE","ks",{"v":0.1,"d":"10.00%"},395.97,395.97,{"v":0,"d":"0.00"},{"v":0,"d":"0.0000%"},{"v":0,"d":"0.00"},"I","FON",9021]
[4390,"N4.2",null,"N96822","Prístroj načúvací digitálný Phonak Audéo B30-312T","RIC","PHN","CH","ks",{"v":0.1,"d":"10.00%"},{"v":396,"d":"396.00"},{"v":396,"d":"396.00"},{"v":0,"d":"0.00"},{"v":0,"d":"0.0000%"},{"v":0,"d":"0.00"},"I","FON",90214000]
[4391,"N4.2",null,"N94168","Prístroj načúvací Moxi Kiss 12","tinnitus maskér kombinovaný","UNH","CA","ks",{"v":0.1,"d":"10.00%"},{"v":396,"d":"396.00"},{"v":396,"d":"396.00"},{"v":0,"d":"0.00"},{"v":0,"d":"0.0000%"},{"v":0,"d":"0.00"},"I","FON",9021]
[4392,"N4.2",null,"N95896","Prístroj načúvací N Moxi Fit 600","kombinovaný, digitálny","UNH","CA","ks",{"v":0.1,"d":"10.00%"},{"v":396,"d":"396.00"},{"v":396,"d":"396.00"},{"v":0,"d":"0.00"},{"v":0,"d":"0.0000%"},{"v":0,"d":"0.00"},"I","FON",9021]
[4393,"N4.2",null,"N87592","Audifon Prado M TRT","Tinnitus maskér kombinovaný","ADF","DE","ks",{"v":0.1,"d":"10.00%"},396.58,396.58,{"v":0,"d":"0.00"},{"v":0,"d":"0.0000%"},{"v":0,"d":"0.00"},"I","FON",9021]
[4394,"N4.2",null,"N75736","Hansaton ACTIVO WAVE Canal VC","načúvací prístroj digitálny, tinitus maskér","HST","DE","ks",{"v":0.1,"d":"10.00%"},396.58,396.58,{"v":0,"d":"0.00"},{"v":0,"d":"0.0000%"},{"v":0,"d":"0.00"},"I","FON",9021]
[4395,"N4.2","Z","N75729","Hansaton ACTIVO WAVE VC","načúvací prístroj digitálny, tinitus maskér","HST","DE","ks",{"v":0.1,"d":"10.00%"},396.58,396.58,{"v":0,"d":"0.00"},{"v":0,"d":"0.0000%"},{"v":0,"d":"0.00"},"I","FON",9021]
[4396,{"$nulls":3},"N5 Elektrolarynx s príslušenstvom"]
[4397,{"$nulls":3},"N5.1 Elektrolarynx",{"$nulls":11},711.57,"ks"]
[4398,"N5.1","Z","N59886","Hlasová protéza ELEKTROLARYNX","príslušenstvo 2 ks akumulátor + nabíjačka","SVX","DE","ks",{"v":0.1,"d":"10.00%"},711.57,711.57,{"v":0,"d":"0.00"},{"v":0,"d":"0.0000%"},{"v":0,"d":"0.00"},"I","ZP,FON,ORN",9021]
[4399,{"$nulls":3},"N5.2 Príslušenstvo",{"$nulls":11},21.34,"ks"]
[4400,"N5.2","Z","N52875","Akumulátor Servox","batéria pre hlasovú protézu","SVX","DE","ks",{"v":0.1,"d":"10.00%"},21.34,21.34,{"v":0,"d":"0.00"},{"v":0,"d":"0.0000%"},{"v":0,"d":"0.00"},"I","FON,ORN",9021]
[4401,{"$nulls":3},"O5 Lupa optická"]
[4402,{"$nulls":3},"O5.1 Lupa optická ručná"]
[4403,{"$nulls":3},"O5.1.1 Lupa optická ručná bez osvetlenia",{"$nulls":11},26.91,"ks"]
[4404,"O5.1.1",null,"O56530","Lupa COIL  - čitateľská 5247, sférická","Zväčšenie 4,42 x13,7 Dptr.","COI","GB","ks",{"v":0.2,"d":"20.00%"},4.54,4.54,{"v":0,"d":"0.00"},{"v":0,"d":"0.0000%"},{"v":0,"d":"0.00"},"I","OPH",901380]
[4405,"O5.1.1","Z","O56528","Lupa COIL  - čitateľská 5206, asférická","Zväčšenie 6 x 20 Dptr.","COI","GB","ks",{"v":0.2,"d":"20.00%"},26.91,26.91,{"v":0,"d":"0.00"},{"v":0,"d":"0.0000%"},{"v":0,"d":"0.00"},"I","OPH",901380]
[4406,"O5.1.1",null,"O56527","Lupa COIL  - čitateľská 5204, asférická","Zväčšenie 4 x 12 Dptr.","COI","GB","ks",{"v":0.2,"d":"20.00%"},46.12,26.91,19.21,{"v":0.416522,"d":"41.6522%"},{"v":0,"d":"0.00"},"S","OPH",901380]
[4407,{"$nulls":3},"O5.1.2 Lupa optická ručná s osvetlením",{"$nulls":11},30.93,"ks"]
[4408,"O5.1.2",null,"O56558","Lupa s osvetlením ručná 5146","Zväčšenie 5,0 x 16,0 Dptr.","COI","GB","ks",{"v":0.2,"d":"20.00%"},26.64,26.64,{"v":0,"d":"0.00"},{"v":0,"d":"0.0000%"},{"v":0,"d":"0.00"},"I","OPH",901380]
[4409,"O5.1.2",null,"O56559","Lupa s osvetlením ručná 5147","Zväčšenie 7,0 x 24,0 Dptr.","COI","GB","ks",{"v":0.2,"d":"20.00%"},27.29,27.29,{"v":0,"d":"0.00"},{"v":0,"d":"0.0000%"},{"v":0,"d":"0.00"},"I","OPH",901380]
[4410,"O5.1.2",null,"O56560","Lupa s osvetlením ručná 5148","Zväčšenie 9,0 x 32,0 Dptr.","COI","GB","ks",{"v":0.2,"d":"20.00%"},27.29,27.29,{"v":0,"d":"0.00"},{"v":0,"d":"0.0000%"},{"v":0,"d":"0.00"},"I","OPH",901380]
[4411,"O5.1.2","Z","O56561","Lupa s osvetlením ručná 5271","Zväčšenie 11,0 x 40,0 Dptr.","COI","GB","ks",{"v":0.2,"d":"20.00%"},30.93,30.93,{"v":0,"d":"0.00"},{"v":0,"d":"0.0000%"},{"v":0,"d":"0.00"},"I","OPH",901380]
[4412,"O5.1.2",null,"O76745","LUPA HLAVOVÁ MEGAVIEW PRO LED, 82020","Zväčšenie 1,7x","NHM","NL","ks",{"v":0.2,"d":"20.00%"},76.81,30.93,45.88,{"v":0.597318,"d":"59.7318%"},{"v":0,"d":"0.00"},"S","OPH",901380]
[4413,{"$nulls":3},"O5.2 Lupa optická príložná"]
[4414,{"$nulls":3},"O5.2.1 Lupa optická príložná bez osvetlenia",{"$nulls":11},36.53,"ks"]
[4415,"O5.2.1",null,"O56562","Lupa rybie oko 5850","Zväčšenie 4,7 x 18,9 Dptr.","COI","GB","ks",{"v":0.2,"d":"20.00%"},16.82,16.82,{"v":0,"d":"0.00"},{"v":0,"d":"0.0000%"},{"v":0,"d":"0.00"},"I","OPH",901380]
[4416,"O5.2.1",null,"O56521","Lupa COIL -príložná bez osvetlenia 4206","Zväčšenie 6 x 20 Dptr.","COI","GB","ks",{"v":0.2,"d":"20.00%"},26.25,26.25,{"v":0,"d":"0.00"},{"v":0,"d":"0.0000%"},{"v":0,"d":"0.00"},"I","OPH",901380]
[4417,"O5.2.1",null,"O56522","Lupa COIL -príložná bez osvetlenia 4208","Zväčšenie 8 x 28 Dptr.","COI","GB","ks",{"v":0.2,"d":"20.00%"},26.65,26.65,{"v":0,"d":"0.00"},{"v":0,"d":"0.0000%"},{"v":0,"d":"0.00"},"I","OPH",901380]
[4418,"O5.2.1",null,"O56523","Lupa COIL -  príložná bez osvetlenia 4210","Zväčšenie 10 x 36 Dptr.","COI","GB","ks",{"v":0.2,"d":"20.00%"},27.58,27.58,{"v":0,"d":"0.00"},{"v":0,"d":"0.0000%"},{"v":0,"d":"0.00"},"I","OPH",901380]
[4419,"O5.2.1",null,"O56524","Lupa COIL - príložná bez osvetlenia 4212","Zväčšenie 12 x 44 Dptr.","COI","GB","ks",{"v":0.2,"d":"20.00%"},28.35,28.35,{"v":0,"d":"0.00"},{"v":0,"d":"0.0000%"},{"v":0,"d":"0.00"},"I","OPH",901380]
[4420,"O5.2.1","Z","O56525","Lupa COIL - príložná bez osvetlenia 4215","Zväčšenie 15 x 56 Dptr.","COI","GB","ks",{"v":0.2,"d":"20.00%"},36.53,36.53,{"v":0,"d":"0.00"},{"v":0,"d":"0.0000%"},{"v":0,"d":"0.00"},"I","OPH",901380]
[4421,"O5.2.1",null,"O56563","Lupa rybie oko s riadkom 5850/02","Zväčšenie 4,7 x 18,9 Dptr.","COI","GB","ks",{"v":0.2,"d":"20.00%"},{"v":39.7,"d":"39.70"},36.53,3.17,{"v":0.079849,"d":"7.9849%"},{"v":0,"d":"0.00"},"S","OPH",901380]
[4422,"O5.2.1",null,"O56526","Lupa COIL  - príložná bez osvetlenia 4220","Zväčšenie 20 x 76 Dptr.","COI","GB","ks",{"v":0.2,"d":"20.00%"},42.36,36.53,5.83,{"v":0.13763,"d":"13.7630%"},{"v":0,"d":"0.00"},"S","OPH",901380]
[4423,"O5.2.1",null,"O56529","Lupa COIL - príložná bez osvetlenia 5214","Zväčšenie 4 x 12 Dptr.","COI","GB","ks",{"v":0.2,"d":"20.00%"},48.67,36.53,12.14,{"v":0.249435,"d":"24.9435%"},{"v":0,"d":"0.00"},"S","OPH",901380]
[4424,{"$nulls":3},"O5.2.2 Lupa optická príložná s osvetlením",{"$nulls":11},25.06,"ks"]
[4425,"O5.2.2",null,"O56544","RAYLITE - lupa príložná s osvetlením bez rukoväte  6289/01","Zväčšenie 7,1 x 24,2 Dptr.","COI","GB","ks",{"v":0.2,"d":"20.00%"},21.51,21.51,{"v":0,"d":"0.00"},{"v":0,"d":"0.0000%"},{"v":0,"d":"0.00"},"I","OPH",901380]
[4426,"O5.2.2",null,"O56543","RAYLITE - lupa príložná s osvetlením bez rukoväte 6279/01","Zväčšenie 5,4 x 17,7 Dptr.","COI","GB","ks",{"v":0.2,"d":"20.00%"},21.51,21.51,{"v":0,"d":"0.00"},{"v":0,"d":"0.0000%"},{"v":0,"d":"0.00"},"I","OPH",901380]
[4427,"O5.2.2","Z","O56542","RAYLITE - lupa príložná s osvetlením bez rukoväte 6269/01","Zväčšenie 4,7 x 14,8 Dptr.","COI","GB","ks",{"v":0.2,"d":"20.00%"},25.06,25.06,{"v":0,"d":"0.00"},{"v":0,"d":"0.0000%"},{"v":0,"d":"0.00"},"I","OPH",901380]
[4428,"O5.2.2",null,"O23786","RAYLITE - lupa príložná s osvetlením bez rukoväte  6299/01","Zväčšenie 8,7 x 31,0 Dptr.","COI","GB","ks",{"v":0.2,"d":"20.00%"},26.68,25.06,1.62,{"v":0.06072,"d":"6.0720%"},{"v":0,"d":"0.00"},"S","OPH",901380]
[4429,"O5.2.2",null,"O23787","RAYLITE - lupa príložná s osvetlením bez rukoväte  6309/01","Zväčšenie 10,1 x 36,4 Dptr.","COI","GB","ks",{"v":0.2,"d":"20.00%"},27.27,25.06,2.21,{"v":0.081041,"d":"8.1041%"},{"v":0,"d":"0.00"},"S","OPH",901380]
[4430,"O5.2.2",null,"O23788","RAYLITE - lupa príložná s osvetlením bez rukoväte  6319/01","Zväčšenie 12,0 x 44,0 Dptr.","COI","GB","ks",{"v":0.2,"d":"20.00%"},27.27,25.06,2.21,{"v":0.081041,"d":"8.1041%"},{"v":0,"d":"0.00"},"S","OPH",901380]
[4431,"O5.2.2",null,"O23789","RAYLITE - lupa príložná s osvetlením bez rukoväte  6329/01","Zväčšenie 14,7 x 54,9 Dptr.","COI","GB","ks",{"v":0.2,"d":"20.00%"},44.29,25.06,19.23,{"v":0.43418399999999996,"d":"43.4184%"},{"v":0,"d":"0.00"},"S","OPH",901380]
[4432,"O5.2.2",null,"O76783","LUPA DOTYKOVÁ VRECKOVÁ SVETELNÁ LED, 8146/01","Zväčšenie 5 x 16,0 Dptr., priemer 45 mm","COI","GB","ks",{"v":0.2,"d":"20.00%"},58.44,25.06,33.38,{"v":0.571184,"d":"57.1184%"},{"v":0,"d":"0.00"},"S","OPH",901380]
[4433,"O5.2.2",null,"O76785","LUPA DOTYKOVÁ VRECKOVÁ SVETELNÁ LED, 8148/01","Zväčšenie 9 x 32,0 Dptr., priemer 45 mm","COI","GB","ks",{"v":0.2,"d":"20.00%"},58.44,25.06,33.38,{"v":0.571184,"d":"57.1184%"},{"v":0,"d":"0.00"},"S","OPH",901380]
[4434,{"$nulls":3},"O5.3 Lupa optická,  príslušenstvo",{"$nulls":11},31.19,"ks"]
[4435,"O5.3",null,"O56545","Baterková rukoväť ( bez batérií ) 6260","K lupám 6269/01, 6279/01, 6289/01, 6299/01, 6309/01, 6319/01, 6329/01","COI","GB","ks",{"v":0.2,"d":"20.00%"},23.75,23.75,{"v":0,"d":"0.00"},{"v":0,"d":"0.0000%"},{"v":0,"d":"0.00"},"I","OPH",901380]
[4436,"O5.3",null,"O23784","Baterková rukoväť halogén ( bez batérií ) 6260/14","K lupám 6269/01, 6279/01, 6289/01, 6299/01, 6309/01, 6319/01, 6329/01","COI","GB","ks",{"v":0.2,"d":"20.00%"},29.12,29.12,{"v":0,"d":"0.00"},{"v":0,"d":"0.0000%"},{"v":0,"d":"0.00"},"I","OPH",901380]
[4437,"O5.3",null,"O76781","RUKOVÄŤ BATERKOVÁ LED","7260/30","COI","GB","ks",{"v":0.2,"d":"20.00%"},30.07,30.07,{"v":0,"d":"0.00"},{"v":0,"d":"0.0000%"},{"v":0,"d":"0.00"},"I","OPH",901380]
[4438,"O5.3","Z","O56541","Adaptér 5226/17 k lupám s halogénovým osvetlením","K lupám 5226/10, 5228/10, 5210/10, 5212/10","COI","GB","ks",{"v":0.2,"d":"20.00%"},31.19,31.19,{"v":0,"d":"0.00"},{"v":0,"d":"0.0000%"},{"v":0,"d":"0.00"},"I","OPH",901380]
[4439,"O5.3",null,"O56546","Sieťová rukoväť  6260/10 použiteľná len s adaptérom  5226/17","K lupám 6269/01, 6279/01, 6289/01, 6299/01, 6309/01, 6319/01, 6329/01","COI","GB","ks",{"v":0.2,"d":"20.00%"},31.42,31.19,0.23,{"v":0.00732,"d":"0.7320%"},{"v":0,"d":"0.00"},"S","OPH",901380]
[4440,{"$nulls":3},"O6 Optický systém"]
[4441,{"$nulls":3},"O6.1 Optický systém ďalekohľadový s príslušenstvom, monokulárny"]
[4442,{"$nulls":3},"O6.1.1 Optický systém ďalekohľadový s príslušenstvom, monokulárny",{"$nulls":11},195.98,"ks"]
[4443,"O6.1.1",null,"O23806","Okuliarový závesný klip odklápací 4046","Kombinovateľné s monokulárom 4016, 4017","COI","GB","ks",{"v":0.2,"d":"20.00%"},46.67,46.67,{"v":0,"d":"0.00"},{"v":0,"d":"0.0000%"},{"v":0,"d":"0.00"},"I","ZP,OPH",900580]
[4444,"O6.1.1",null,"O23800","Monokulár prizmatický 4020","Zväčšenie 8 x 20","COI","GB","ks",{"v":0.2,"d":"20.00%"},160.82,160.82,{"v":0,"d":"0.00"},{"v":0,"d":"0.0000%"},{"v":0,"d":"0.00"},"I","ZP,OPH",900580]
[4445,"O6.1.1",null,"O23801","Monokulár prizmatický 4022","Zväčšenie 10 x 20","COI","GB","ks",{"v":0.2,"d":"20.00%"},170.84,170.84,{"v":0,"d":"0.00"},{"v":0,"d":"0.0000%"},{"v":0,"d":"0.00"},"I","ZP,OPH",900580]
[4446,"O6.1.1",null,"O23803","Monokulár prizmatický 4025","Zväčšenie 8 x 30","COI","GB","ks",{"v":0.2,"d":"20.00%"},172.77,172.77,{"v":0,"d":"0.00"},{"v":0,"d":"0.0000%"},{"v":0,"d":"0.00"},"I","ZP,OPH",900580]
[4447,"O6.1.1",null,"O23802","Monokulár prizmatický 4024","Zväčšenie 7 x 25","COI","GB","ks",{"v":0.2,"d":"20.00%"},184.49,184.49,{"v":0,"d":"0.00"},{"v":0,"d":"0.0000%"},{"v":0,"d":"0.00"},"I","ZP,OPH",900580]
[4448,"O6.1.1",null,"O23798","Monokulár prizmatický 4016","Zväčšenie 4 x 12","COI","GB","ks",{"v":0.2,"d":"20.00%"},195.98,195.98,{"v":0,"d":"0.00"},{"v":0,"d":"0.0000%"},{"v":0,"d":"0.00"},"I","ZP,OPH",900580]
[4449,"O6.1.1","Z","O23799","Monokulár prizmatický 4018","Zväčšenie 6 x 16","COI","GB","ks",{"v":0.2,"d":"20.00%"},195.98,195.98,{"v":0,"d":"0.00"},{"v":0,"d":"0.0000%"},{"v":0,"d":"0.00"},"I","ZP,OPH",900580]
[4450,"O6.1.1",null,"O23804","Monokulár prizmatický 4026","Zväčšenie 10 x 30","COI","GB","ks",{"v":0.2,"d":"20.00%"},{"v":201,"d":"201.00"},195.98,5.02,{"v":0.024975,"d":"2.4975%"},{"v":0,"d":"0.00"},"S","ZP,OPH",900580]
[4451,{"$nulls":3},"O6.1.2 Optický systém ďalekohľadový s príslušenstvom, monokulárny",{"$nulls":11},57.97,"ks"]
[4452,"O6.1.2","Z","O23811","Lupa príložná - predsádka k monokuláru 4066 / 20 mm","Kombinovateľné s monokulárom 4018, 4020, 4022","COI","GB","ks",{"v":0.2,"d":"20.00%"},57.97,57.97,{"v":0,"d":"0.00"},{"v":0,"d":"0.0000%"},{"v":0,"d":"0.00"},"I","ZP,OPH",900580]
[4453,"O6.1.2",null,"O23812","Lupa príložná - predsádka k monokuláru 4068 / 30 mm","Kombinovateľné s monokulárom 4024, 4025, 4026","COI","GB","ks",{"v":0.2,"d":"20.00%"},69.58,57.97,11.61,{"v":0.166858,"d":"16.6858%"},{"v":0,"d":"0.00"},"S","ZP,OPH",900580]
[4454,{"$nulls":3},"O6.2 Optický systém ďalekohľadový,  binokulárny",{"$nulls":11},52.93,"ks"]
[4455,"O6.2",null,"O56519","Binokulárne okuliare COIL 4090/02","ďalekohľadové, zväčšenie 2x","COI","GB","ks",{"v":0.2,"d":"20.00%"},38.42,38.42,{"v":0,"d":"0.00"},{"v":0,"d":"0.0000%"},{"v":0,"d":"0.00"},"I","OPH",901380]
[4456,"O6.2","Z","O56520","Binokulárne okuliare COIL 4090/03","lupové, zväčšenie 1,5 x","COI","GB","ks",{"v":0.2,"d":"20.00%"},52.93,52.93,{"v":0,"d":"0.00"},{"v":0,"d":"0.0000%"},{"v":0,"d":"0.00"},"I","OPH",901380]
[4457,{"$nulls":3},"O6.3 Optický systém, okuliare hyperokulárne",{"$nulls":11},30.04,"ks"]
[4458,"O6.3","Z","O56548","Hyperokulár 5343/01","Zväčšenie 4x priemer 50/40 mm","COI","GB","ks",{"v":0.1,"d":"10.00%"},28.91,28.91,{"v":0,"d":"0.00"},{"v":0,"d":"0.0000%"},{"v":0,"d":"0.00"},"I","ZP,OPH",900140]
[4459,"O6.3",null,"O56557","Hyperokulár  ASPH COIL 5376/01","Zväčšenie 12 x priemer 65/30 mm","COI","GB","ks",{"v":0.1,"d":"10.00%"},42.29,30.04,12.25,{"v":0.289667,"d":"28.9667%"},{"v":0,"d":"0.00"},"S","ZP,OPH",900140]